## Title Page
|  | Document # | Status:
|  | LCA-18-B | Approved Source File for Rev B
Author(s)
Pat Hascall, Andy Rasmussen, Vincent Riot
Subsystem/Office
System Engineering
Document Title
Throughput Budget
Purpose
This document allocates the throughput requirements to camera components
Definitions
References
Change Log
Effective Date | Revision A
2010-02-26 | Changed column headings from "Best Case (nominal) at 18.9 deg" to "Theoretical-Emperical Best Case" and from "Specification (margin) at 18.9 deg" to "Specification"
Deleted top down allocation and telescope lines since this is a camera budget
Changed description/comment on 70,80,90,100,160,170,180,190,250,260,270,280, 340,350. Updated contamination numbers on lines 70,90,160 and 250 per Andy's updated analysis
Moved several terms to the related items sheet. This included dead pixels, fill fraction, and down time due to failures.
Formatting changes to show four digits on lower level numbers to avoid confusion. Eliminated margin calculations for contamination and condensation since the comments identified the conditions for nominal and spec cases.
For entries 70,90,160,180,240 - clarified cleaning interval and noted that the numbers are the average for the interval
For entries 80,100,170,190,250 -updated placeholder value and contents for consistency
335 - added first surface contamination effects 345 - added first surface condensation effects 340-350 modified second surface values
4/27/2010 (arasmus) | 335-corrected entries for orientation factor (0.999 -> 0.99918; 0.997 -> 0.99754)
80-corrected typo in description/comments field
100-corrected typo in description/comments field
170-corrected typo in description/comments field
190-corrected typo in description/comments field
260-corrected typo in description/comments field
added reference to Document-8757 for particulate- and condensation-based degradation estimates, 16 places
2010-05-17 | 70-updated throughputs for changes in assumed orientation (face down → 135 deg) and a 7 day cleaning interval. 0.9965 -> 0.9931; 0.9896 -> 0.9996
90-updated throughputs for changes in assumed orientation (face up → 45 deg) and a cleaner [100 class] environment between L1 & L2. 0.99 -> 0.9931; 0.97 -> 0.9996
160-updated throughputs for changes in assumed orientation (face down → 135 deg) and a cleaner [100 class] environment between L1 & L2. 0.9999->0.9998, 0.9997 → 0.9999
180-updated throughputs for changes in assumed orientation (face up → 45 deg) 0.99->0.9949, 0.97 → 0.9847
250-updated throughputs for changes in assumed orientation (face down → 135 deg) 0.9999->0.9998, 0.9997 → 0.9994
335-updated throughputs for changes in assumed orientation (20% face down, 80% vertical → 40% 135 deg, 40% 0 deg, 20% 45 deg) 0.9992->0.9985, 0.9975 → 0.9954
340-updated throughputs for changes in assumed orientation (20% face up, 80% vertical → 40% 455 deg, 40% 0 deg, 20% 135 deg) 0.9972->0.9975, 0.9916 → 0.9926
2010-05-25 | 50,140,230,320-Clarified comment for beginning of life degradation, defined source as experience
60-Changed loss to average over 15 years rather than value at end of 10 years. Left columns went from .997 to .998
150, 240, 330-Changed loss to average over 15 years rather than value at end of 10 years. Left columns went from .998 to .9987
270-updated QE numbers and rationale
40, 130, 220-Updated lens BBAR coating numbers to be specific for each band
2011-05-16
lines 9,10-Updated the allocation to match the current OSS requirement, added a margin computation on line 9
310,315-Added a line to describe the estimates from the filter vendor by band
370-Updated the QE numbers
2011-05-25 | corrected I band
2012-05-18 | Put on title page, moved changes to the title page. No technical changes.
2013-04-16 | Updated budget to cover increased contamination losses and r-band as measured data. LCR-133 issued.
2014-03-19 | Incorporated LCN-1072
2014-10-10 | Reformatted to support budget vs current assessment. For the current assessment, incorporated update to glass losses. Incorporated filter throughput estimates based on nominal values from mid range vendor. Incorporated BBAR coating throughput estimates based on nominal values from one vendor.
2015-04-06 | Converted specifications from a plateau based spec to an integrated average based spec
2015-05-08 | Re-defined allocations and expected performance to address the m5 flow down, updated filter band definition to the LCR-183 change, updated contamination to general approach
2015-06-23 | Updated the allocations to match the observatory level change request (LCR-359)
2015-07-08 | Updated spreadhseet to match system integral top level requirement and fractional mean flow down
2016-07-29 | Added production vendor BBAR curves derived from measuremernts on witness samples (previous curves were from design studies)
2016-10-17 | Updated BBAR curves. Added production vendor BBAR curves derived from measuremernts on witness samples (previous curves were from design studies)
2016-10-17 | Updated filter throughput to Materion design values. Raise u-band and revise blocking still to be done
2016-10-25 | Updated QE to ITL measured data. https://confluence.slac.stanford.edu/display/LSSTCAM/Camera+Throughput+Update+Planning+Page Also updated to the ITL condensible contamination model from Andy R.
2016-11-11 | Released per LCN-1360.
Effective Date | Revision B
2018-12-04 | Added as built L1 and L2 BBAR coating values. Added filter coating witness sample values.
2021-03-04 | Added r, i and z filter as built coating performance
2021-03-31 | Added y filter as built performance
2021-07-09 | Added g filter as built performance
2021-08-02 | Added final u filter as built performance
2024-04-18 | Added as-built beginning-of-life throughput integrals drawn from LCA-20553 (also reflected in LCA-20554) representing Run6 Full Camera EO tests using CCOB-Narrow. r-band measurements were performed (not for the other 5), but agree within 1% of synthesized calculation using vendor provided Filter tansmission. Tabulated values represent similar vendor provided data combined with filter-less throughput curves measured on 2 sensors. NB: an independent estimate of a single case of in-situ BBAR performance based on ghosting performance in a set of reflections measurements that span the full wavelength range are available in LCA-20553 but are not definitive, so are not included in the "Performance Summary As-Built" sheet here. These appear to be largely consistent (within ~1%) with the vendor provided witness sample performance curves here.
2024-05-15 | Released per LCN-4477

## Throughput Budget
| LCA-18-B | [47 empty] | Rev Date: | 2015-05-08
| LSST Camera Throughput Budget | [47 empty] | Print Date: | 2024-05-17 09:28
|  | Specification | [5 empty] | Expected Performance (implied mean fractional throughput) | [6 empty] | Expected Performance (Hardware throughput integral) | [5 empty] | As-built Performance (implied mean fractional throughput) | [6 empty] | As-built Performance (Hardware throughput integral) | [5 empty] | As-built, beginning-of-life Performance (Hardware throughput integral for standard e2v sensor) | [6 empty] | As-built, beginning-of-life Performance (Hardware throughput integral for standard ITL sensor)
|  |  |  | Wavelength (nm) | [5 empty] | Wavelength (nm) | [6 empty] | Wavelength (nm) | [5 empty] | Wavelength (nm) | [6 empty] | Wavelength (nm) | [5 empty] | Wavelength (nm) | [6 empty] | Wavelength (nm)
| term \ band | u | g | r | i | z | y | u | g | r | i | z | y |  | u | g | r | i | z | y | u | g | r | i | z | y |  | u | g | r | i | z | y | u | g | r | i | z | y |  | u | g | r | i | z | y | Alloc. to: | As-Built prototype Comment | Expected performance Comment | Analysis Doc/Backup Doc
| Camera specification (throughput integral) | 0.065 | 0.17 | 0.135 | 0.097 | 0.065 | 0.024 | [7 empty] | 0.065 | 0.17 | 0.135 | 0.097 | 0.065 | 0.024 | [7 empty] | 0.065 | 0.17 | 0.135 | 0.097 | 0.065 | 0.024 | 0.065 | 0.17 | 0.135 | 0.097 | 0.065 | 0.024 |  | 0.065 | 0.17 | 0.135 | 0.097 | 0.065 | 0.024
| Implied mean fractional throughput | 0.225 | 0.454 | 0.491 | 0.463 | 0.421 | 0.126 | 0.225 | 0.454 | 0.491 | 0.463 | 0.421 | 0.126 | 0 | [6 empty] | 0.225 | 0.454 | 0.491 | 0.463 | 0.421 | 0.126 | 0 | [12 empty] | 0
| Margin | 4.812% | 8.849% | 8.557% | 9.549% | 0.1428% | 1.355% | 60.9% | 35.21% | 27.83% | 44.5% | 36.15% | 111.4% |  | 63.51% | 39.4% | 27.5% | 44.07% | 41.96% | 97.88% | 45.71% | 33.9% | 31.82% | 45.36% | 38.72% | 91.31% |  | 49.41% | 38.42% | 32.14% | 45.04% | 44.55% | 68.27% | 47.69% | 33.53% | 28.89% | 35.05% | 30.77% | 45.83% |  | 43.08% | 28.24% | 20% | 36.08% | 39.23% | 68.75%
10 | Camera Total Bottom Up | 0.23583 | 0.49418 | 0.53302 | 0.50721 | 0.4216 | 0.12771 | 0.36203 | 0.61384 | 0.62765 | 0.66904 | 0.57319 | 0.26638 |  | 0.10628 | 0.23698 | 0.17213 | 0.13974 | 0.092275 | 0.047492 | 0.32785 | 0.60789 | 0.64722 | 0.67303 | 0.58402 | 0.24105 |  | 0.097118 | 0.23532 | 0.17839 | 0.14069 | 0.093955 | 0.040384 | 0.096 | 0.227 | 0.174 | 0.131 | 0.085 | 0.035 |  | 0.093 | 0.218 | 0.162 | 0.132 | 0.0905 | 0.0405
20 | Lens L1 | 0.93693 | 0.94388 | 0.94104 | 0.93678 | 0.93962 | 0.91883 | 0.95253 | 0.95235 | 0.95094 | 0.95498 | 0.95294 | 0.93805 |  | 0.19548 | 0.30317 | 0.21356 | 0.16114 | 0.11572 | 0.13789 | 0.94217 | 0.94926 | 0.95016 | 0.94629 | 0.94411 | 0.9455 |  | 0.19336 | 0.30254 | 0.21349 | 0.15965 | 0.1146 | 0.13881 | PV 10.7% | PV 3.7% | PV 3.1% | PV 2.4% | PV 3.8% | PV 12.5% |  | PV 11.2% | PV 3.8% | PV 3.3% | PV 2.2% | PV 3.7% | PV 11.8% |  |  | 0.047467
30 | Glass | 0.997 | 0.997 | 0.994 | 0.9895 | 0.9925 | 0.9865 | 0.99559 | 0.99829 | 0.99618 | 0.99482 | 0.99367 | 0.99138 |  | 0.20442 | 0.31793 | 0.22379 | 0.16785 | 0.12064 | 0.14545 | 0.99559 | 0.99829 | 0.99618 | 0.99482 | 0.99367 | 0.99138 |  | 0.20442 | 0.31793 | 0.22379 | 0.16785 | 0.12064 | 0.14545 | [13 empty] | Optics | Same as design | Values from Corning and ZEMAX to get correct glass thickness. 70% field chosen so that half of the field is through more glass, half through less glass. | Document-8264
40 | BBAR Coating | 0.96286 | 0.97 | 0.97 | 0.97 | 0.97 | 0.9543 | 0.98028 | 0.97744 | 0.97805 | 0.98355 | 0.98259 | 0.96946 |  | 0.20114 | 0.31111 | 0.21962 | 0.16598 | 0.11923 | 0.1426 | 0.96962 | 0.97427 | 0.97726 | 0.9746 | 0.97349 | 0.97717 |  | 0.19896 | 0.31045 | 0.21956 | 0.16445 | 0.11807 | 0.14355 | [13 empty] | Optics | As-built from mid radius | From production vendor witness samples
70 | First Surface Contamination Effects | 0.99847 | 0.99847 | 0.99847 | 0.99847 | 0.99847 | 0.99847 | 0.99847 | 0.99847 | 0.99847 | 0.99847 | 0.99847 | 0.99847 |  | 0.20497 | 0.31793 | 0.22428 | 0.16848 | 0.12113 | 0.14658 | 0.99847 | 0.99847 | 0.99847 | 0.99847 | 0.99847 | 0.99847 |  | 0.20497 | 0.31793 | 0.22428 | 0.16848 | 0.12113 | 0.14658 | [13 empty] | Ops | Same as design | Assumes minimum PAC of 0.15% (per L1-L2 contract) and a cleaning period of 7 days in class 100,000 equivalent environment (mission averaged) Degradation from factory acceptance test to when the lens/filter is at SLAC under envionmental control is included in the base losses for contamination). | Document-17503 & Document-17520
80 | First Surface Condensation Effects | 0.99625 | 0.99625 | 0.99625 | 0.99625 | 0.99625 | 0.99625 | 0.99625 | 0.99625 | 0.99625 | 0.99625 | 0.99625 | 0.99625 |  | 0.20451 | 0.31722 | 0.22378 | 0.16811 | 0.12086 | 0.14626 | 0.99625 | 0.99625 | 0.99625 | 0.99625 | 0.99625 | 0.99625 |  | 0.20451 | 0.31722 | 0.22378 | 0.16811 | 0.12086 | 0.14626 | [13 empty] | Ops | Same as design | Values here correspond to increasing outer layer thicknesses (H2O) by 30nm (theoretical) and 45nm (specification) over conditions at which elements were calibrated at the vendor. We compute a degradation of 0.0085% per nm of H2O per surface on a quarter wave AR coating. These degradations are smaller by a factor of 6 than for multilayer AR coatings. (A. Rasmussen, SLAC) | Document-8757
90 | Second Surface Contamination Effects | 0.98413 | 0.98413 | 0.98413 | 0.98413 | 0.98413 | 0.98413 | 0.98413 | 0.98413 | 0.98413 | 0.98413 | 0.98413 | 0.98413 |  | 0.20203 | 0.31336 | 0.22106 | 0.16606 | 0.11939 | 0.14448 | 0.98413 | 0.98413 | 0.98413 | 0.98413 | 0.98413 | 0.98413 |  | 0.20203 | 0.31336 | 0.22106 | 0.16606 | 0.11939 | 0.14448 | [13 empty] | CB&M | Same as design | Assumes minimum PAC of 0.15% (per L1-L2 contract) and no more than equivalent contamination due to 2-years in class 10,000 equivalent environment (mission averaged). L1-L2 inner volume is designed to limit contamination. Should the contamination level get excessive, there is provision for di-assembling L1 from L2 for cleaning. Degradation from factory acceptance test to when the lens/filter is at SLAC under envionmental control is included in the base losses for contamination). | Document-17503 & Document-17520
100 | Second Surface Condensation Effects | 0.997 | 0.997 | 0.997 | 0.997 | 0.997 | 0.997 | 0.997 | 0.997 | 0.997 | 0.997 | 0.997 | 0.997 |  | 0.20467 | 0.31746 | 0.22395 | 0.16823 | 0.12095 | 0.14637 | 0.997 | 0.997 | 0.997 | 0.997 | 0.997 | 0.997 |  | 0.20467 | 0.31746 | 0.22395 | 0.16823 | 0.12095 | 0.14637 | [13 empty] | CB&M | Same as design | Values here correspond to increasing outer layer thicknesses (H2O) by 30nm (theoretical) and 45nm (specification) over conditions at which elements were calibrated at the vendor. We compute a degradation of 0.0085% per nm of H2O per surface on a quarter wave AR coating. These degradations are smaller by a factor of 6 than for multilayer AR coatings. (A. Rasmussen, SLAC) | Document-8757
110 | Lens L2 | 0.94541 | 0.95242 | 0.94956 | 0.94813 | 0.94956 | 0.93138 | 0.95937 | 0.96039 | 0.95637 | 0.96097 | 0.96352 | 0.95518 |  | 0.19693 | 0.30571 | 0.21475 | 0.16212 | 0.117 | 0.14035 | 0.94021 | 0.95406 | 0.95519 | 0.9572 | 0.95344 | 0.95158 |  | 0.1945 | 0.30443 | 0.21456 | 0.16152 | 0.11574 | 0.13973 | [15 empty] | 0.04063
120 | Glass | 0.9985 | 0.9985 | 0.9955 | 0.994 | 0.9955 | 0.9925 | 0.99549 | 0.99825 | 0.99609 | 0.9947 | 0.99352 | 0.99118 |  | 0.2044 | 0.31792 | 0.22377 | 0.16783 | 0.12063 | 0.14542 | 0.99549 | 0.99825 | 0.99609 | 0.9947 | 0.99352 | 0.99118 |  | 0.2044 | 0.31792 | 0.22377 | 0.16783 | 0.12063 | 0.14542 | [13 empty] | Optics | Same as design | Values from Corning and ZEMAX to get correct glass thickness. 70% field chosen so that half of the field is through more glass, half through less glass. | Document-8264
130 | BBAR Coating | 0.96286 | 0.97 | 0.97 | 0.97 | 0.97 | 0.9543 | 0.98003 | 0.97836 | 0.97638 | 0.98244 | 0.98622 | 0.97999 |  | 0.20113 | 0.31138 | 0.21922 | 0.16576 | 0.11966 | 0.14408 | 0.96046 | 0.97191 | 0.97517 | 0.97859 | 0.9759 | 0.9763 |  | 0.19865 | 0.31007 | 0.21902 | 0.16515 | 0.11837 | 0.14344 | [13 empty] | Optics | As-built from mid radius | From production vendor witness samples
160 | First Surface Contamination Effects | 0.99795 | 0.99795 | 0.99795 | 0.99795 | 0.99795 | 0.99795 | 0.99795 | 0.99795 | 0.99795 | 0.99795 | 0.99795 | 0.99795 |  | 0.20486 | 0.31776 | 0.22416 | 0.16839 | 0.12107 | 0.1465 | 0.99795 | 0.99795 | 0.99795 | 0.99795 | 0.99795 | 0.99795 |  | 0.20486 | 0.31776 | 0.22416 | 0.16839 | 0.12107 | 0.1465 | [13 empty] | CB&M | Same as design | Assumes minimum PAC of 0.15% (per L1-L2 contract) and no more than equivalent contamination due to 2-years in class 10,000 equivalent environment (mission averaged). L1-L2 inner volume is designed to limit contamination. Should the contamination level get excessive, there is provision for di-assembling L1 from L2 for cleaning. Degradation from factory acceptance test to when the lens/filter is at SLAC under envionmental control is included in the base losses for contamination) | Document-17503 & Document-17520
170 | First Surface Condensation Effects | 0.997 | 0.997 | 0.997 | 0.997 | 0.997 | 0.997 | 0.997 | 0.997 | 0.997 | 0.997 | 0.997 | 0.997 |  | 0.20467 | 0.31746 | 0.22395 | 0.16823 | 0.12095 | 0.14637 | 0.997 | 0.997 | 0.997 | 0.997 | 0.997 | 0.997 |  | 0.20467 | 0.31746 | 0.22395 | 0.16823 | 0.12095 | 0.14637 | [13 empty] | CB&M | Same as design | Values here correspond to increasing outer layer thicknesses (H2O) by 30nm (theoretical) and 45nm (specification) over conditions at which elements were calibrated at the vendor. We compute a degradation of 0.0085% per nm of H2O per surface on a quarter wave AR coating. These degradations are smaller by a factor of 6 than for multilayer AR coatings. (A. Rasmussen, SLAC) | Document-8757
180 | Second Surface Contamination Effects | 0.99132 | 0.99132 | 0.99132 | 0.99132 | 0.99132 | 0.99132 | 0.99132 | 0.99132 | 0.99132 | 0.99132 | 0.99132 | 0.99132 |  | 0.2035 | 0.31565 | 0.22267 | 0.16727 | 0.12026 | 0.14553 | 0.99132 | 0.99132 | 0.99132 | 0.99132 | 0.99132 | 0.99132 |  | 0.2035 | 0.31565 | 0.22267 | 0.16727 | 0.12026 | 0.14553 | [13 empty] | CB&M | Same as design for now | Assumes minimum PAC of 0.15% (per L1-L2 contract) and cleanng every 365 days in class 10,000 equivalent environment (mission averaged orientation). Degradation from factory acceptance test to when the lens/filter is at SLAC under envionmental control is included in the base losses for contamination). | Document-17503 & Document-17520
190 | Second Surface Condensation Effects | 0.997 | 0.997 | 0.997 | 0.997 | 0.997 | 0.997 | 0.997 | 0.997 | 0.997 | 0.997 | 0.997 | 0.997 |  | 0.20467 | 0.31746 | 0.22395 | 0.16823 | 0.12095 | 0.14637 | 0.997 | 0.997 | 0.997 | 0.997 | 0.997 | 0.997 |  | 0.20467 | 0.31746 | 0.22395 | 0.16823 | 0.12095 | 0.14637 | [13 empty] | CB&M | Same as design | Values here correspond to increasing outer layer thicknesses (H2O) by 30nm (theoretical) and 45nm (specification) over conditions at which elements were calibrated at the vendor. We compute a degradation of 0.0085% per nm of H2O per surface on a quarter wave AR coating. These degradations are smaller by a factor of 6 than for multilayer AR coatings. (A. Rasmussen, SLAC) | Document-8757
200 | Lens L3 | 0.94442 | 0.94999 | 0.94856 | 0.9457 | 0.94856 | 0.92899 | 0.95926 | 0.95973 | 0.95614 | 0.96102 | 0.9638 | 0.95592 |  | 0.1969 | 0.30549 | 0.2147 | 0.16213 | 0.11702 | 0.14048 | 0.95522 | 0.95754 | 0.95378 | 0.95366 | 0.95621 | 0.95257 |  | 0.19641 | 0.30481 | 0.21423 | 0.16088 | 0.11608 | 0.13995 | [15 empty] | 0.040743
210 | Glass | 0.9985 | 0.997 | 0.9955 | 0.9925 | 0.9955 | 0.991 | 0.99642 | 0.99861 | 0.9969 | 0.9958 | 0.99486 | 0.993 |  | 0.20458 | 0.31802 | 0.22395 | 0.16801 | 0.12077 | 0.14571 | 0.99642 | 0.99861 | 0.9969 | 0.9958 | 0.99486 | 0.993 |  | 0.20458 | 0.31802 | 0.22395 | 0.16801 | 0.12077 | 0.14571 | [13 empty] | Optics | Same as design | Values from Corning and ZEMAX to get correct glass thickness. 70% field chosen so that half of the field is through more glass, half through less glass. | Document-8264
220 | BBAR Coating | 0.96286 | 0.97 | 0.97 | 0.97 | 0.97 | 0.9543 | 0.98003 | 0.97836 | 0.97638 | 0.98244 | 0.98622 | 0.97999 |  | 0.20113 | 0.31138 | 0.21922 | 0.16576 | 0.11966 | 0.14408 | 0.97591 | 0.97613 | 0.97397 | 0.97492 | 0.97846 | 0.97656 |  | 0.20064 | 0.31068 | 0.21874 | 0.16449 | 0.11871 | 0.14355 | [13 empty] | Optics | As-built from mid radius | From production vendor witness samples
250 | First Surface Contamination Effects | 0.99822 | 0.99822 | 0.99822 | 0.99822 | 0.99822 | 0.99822 | 0.99822 | 0.99822 | 0.99822 | 0.99822 | 0.99822 | 0.99822 |  | 0.20492 | 0.31785 | 0.22422 | 0.16844 | 0.1211 | 0.14655 | 0.99822 | 0.99822 | 0.99822 | 0.99822 | 0.99822 | 0.99822 |  | 0.20492 | 0.31785 | 0.22422 | 0.16844 | 0.1211 | 0.14655 | [13 empty] | CB&M | Same as design | Assumes minimum PAC of 0.15% (per L1-L2 contract) and cleanng every 365 days in class 10,000 equivalent environment (mission averaged orientation). Degradation from factory acceptance test to when the lens/filter is at SLAC under envionmental control is included in the base losses for contamination). | Document-17503 & Document-17520
260 | First Surface Condensation Effects | 0.997 | 0.997 | 0.997 | 0.997 | 0.997 | 0.997 | 0.997 | 0.997 | 0.997 | 0.997 | 0.997 | 0.997 |  | 0.20467 | 0.31746 | 0.22395 | 0.16823 | 0.12095 | 0.14637 | 0.997 | 0.997 | 0.997 | 0.997 | 0.997 | 0.997 |  | 0.20467 | 0.31746 | 0.22395 | 0.16823 | 0.12095 | 0.14637 | [13 empty] | CB&M | Same as design | Values here correspond to increasing outer layer thicknesses (H2O) by 30nm (theoretical) and 45nm (specification) over conditions at which elements were calibrated at the vendor. We compute a degradation of 0.0085% per nm of H2O per surface on a quarter wave AR coating. These degradations are smaller by a factor of 6 than for multilayer AR coatings. (A. Rasmussen, SLAC) | Document-8757
270 | Second Surface Contamination Effects | 0.99 | 0.99 | 0.99 | 0.99 | 0.99 | 0.99 | 0.99 | 0.99 | 0.99 | 0.99 | 0.99 | 0.99 |  | 0.20323 | 0.31523 | 0.22238 | 0.16705 | 0.1201 | 0.14534 | 0.99 | 0.99 | 0.99 | 0.99 | 0.99 | 0.99 |  | 0.20323 | 0.31523 | 0.22238 | 0.16705 | 0.1201 | 0.14534 | [13 empty] | Cryostat | Same as design | Specificaton & expected performance cases based on surface cleanliness level 500 according to Tribble's modified MIL-STD-1246C; no further degradation assumed (A. Rasmussen, SLAC). Degradation from factory acceptance test to when the lens/filter is at SLAC under envionmental control is included in the base losses for contamination). | Document-17503 & Document-17520
280 | Second Surface Condensation Effects | 0.997 | 0.997 | 0.997 | 0.997 | 0.997 | 0.997 | 0.997 | 0.997 | 0.997 | 0.997 | 0.997 | 0.997 |  | 0.20467 | 0.31746 | 0.22395 | 0.16823 | 0.12095 | 0.14637 | 0.997 | 0.997 | 0.997 | 0.997 | 0.997 | 0.997 |  | 0.20467 | 0.31746 | 0.22395 | 0.16823 | 0.12095 | 0.14637 | [13 empty] | Cryostat | Same as design | Placeholder for water and other volatiles | Document-8757
290 | Filter | 0.63816 | 0.78352 | 0.78684 | 0.76557 | 0.72965 | 0.72688 | 0.66524 | 0.82934 | 0.82046 | 0.81941 | 0.74924 | 0.89706 |  | 0.21303 | 0.31952 | 0.22559 | 0.18705 | 0.11821 | 0.25252 | 0.5944 | 0.79997 | 0.7931 | 0.8037 | 0.76901 | 0.87573 |  | 0.17628 | 0.30911 | 0.21874 | 0.16791 | 0.12141 | 0.16729
300 | Glass | 0.9985 | 0.9985 | 0.9985 | 0.9985 | 0.9985 | 0.997 | 0.99799 | 0.99937 | 0.99883 | 0.99861 | 0.99844 | 0.99799 |  | 0.20489 | 0.31824 | 0.22437 | 0.1685 | 0.12115 | 0.14649 | 0.99799 | 0.99937 | 0.99883 | 0.99861 | 0.99844 | 0.99799 |  | 0.20489 | 0.31824 | 0.22437 | 0.1685 | 0.12115 | 0.14649 | [13 empty] | Optics | Same as design | Values from Corning and ZEMAX to get correct glass thickness. 70% field chosen so that half of the field is through more glass, half through less glass. | Document-8264
315 | Filter coating | 0.64657 | 0.79385 | 0.79721 | 0.77566 | 0.73927 | 0.73756 | 0.67436 | 0.83954 | 0.831 | 0.83012 | 0.75916 | 0.90935 |  | 0.21598 | 0.32343 | 0.22848 | 0.18952 | 0.11975 | 0.25601 | 0.60254 | 0.80981 | 0.80328 | 0.8142 | 0.77919 | 0.88772 |  | 0.1787 | 0.31288 | 0.22154 | 0.1701 | 0.12299 | 0.16959 | [13 empty] | Optics | Use area weighted angle average SMS as-built data for all bands | Values based on vendor estimates from mid performing vendor. Note that the u-Band expected value from the vendor assumes the pre LCR-183 design with a narrower band scaled by the bandwidth change (change request widened u-band by 2nm in the plateau). The y-band bandwidth was also changed in LCR-183, but the design was already taking advantage of the additinal bland on the blue side so no scaling is done (widened by 8nm).
335 | First Surface Contamination Effects | 0.9964 | 0.9964 | 0.9964 | 0.9964 | 0.9964 | 0.9964 | 0.9964 | 0.9964 | 0.9964 | 0.9964 | 0.9964 | 0.9964 |  | 0.20454 | 0.31727 | 0.22381 | 0.16813 | 0.12088 | 0.14628 | 0.9964 | 0.9964 | 0.9964 | 0.9964 | 0.9964 | 0.9964 |  | 0.20454 | 0.31727 | 0.22381 | 0.16813 | 0.12088 | 0.14628 | [13 empty] | CB&M | Same as design | Assumes minimum PAC of 0.15% and cleanng every 365 days in class 10,000 equivalent environment (mission averaged orientation). Degradation from factory acceptance test to when the lens/filter is at SLAC under envionmental control is included in the base losses for contamination). | Document-17503 & Document-17520
345 | First Surface Condensation Effects | 0.9985 | 0.9985 | 0.9985 | 0.9985 | 0.9985 | 0.9985 | 0.9985 | 0.9985 | 0.9985 | 0.9985 | 0.9985 | 0.9985 |  | 0.20498 | 0.31794 | 0.22429 | 0.16849 | 0.12114 | 0.14659 | 0.9985 | 0.9985 | 0.9985 | 0.9985 | 0.9985 | 0.9985 |  | 0.20498 | 0.31794 | 0.22429 | 0.16849 | 0.12114 | 0.14659 | [13 empty] | CB&M | Same as design | Placeholder values here correspond to increasing outer layer thicknesses (H2O) by 2nm (theoretical) and 3nm (specification) over conditions at which filters were calibrated at the vendor. We compute a degradation of 0.05% per nm of H2O on one side of the multilayer filter. (A. Rasmussen, SLAC) | Document-8757
340 | Second Surface Contamination Effects | 0.99503 | 0.99503 | 0.99503 | 0.99503 | 0.99503 | 0.99503 | 0.99503 | 0.99503 | 0.99503 | 0.99503 | 0.99503 | 0.99503 |  | 0.20426 | 0.31683 | 0.22351 | 0.1679 | 0.12071 | 0.14608 | 0.99503 | 0.99503 | 0.99503 | 0.99503 | 0.99503 | 0.99503 |  | 0.20426 | 0.31683 | 0.22351 | 0.1679 | 0.12071 | 0.14608 | [13 empty] | CB&M | Same as design | Assumes minimum PAC of 0.15% and cleanng every 365 days in class 10,000 equivalent environment (mission averaged orientation). Degradation from factory acceptance test to when the lens/filter is at SLAC under envionmental control is included in the base losses for contamination). | Document-17503 & Document-17520
350 | Second Surface Condensation Effects | 0.9985 | 0.9985 | 0.9985 | 0.9985 | 0.9985 | 0.9985 | 0.9985 | 0.9985 | 0.9985 | 0.9985 | 0.9985 | 0.9985 |  | 0.20498 | 0.31794 | 0.22429 | 0.16849 | 0.12114 | 0.14659 | 0.9985 | 0.9985 | 0.9985 | 0.9985 | 0.9985 | 0.9985 |  | 0.20498 | 0.31794 | 0.22429 | 0.16849 | 0.12114 | 0.14659 | [13 empty] | CB&M | Same as design | Placeholder values here correspond to increasing outer layer thicknesses (H2O) by 2nm (theoretical) and 3nm (specification) over conditions at which filters were calibrated at the vendor. We compute a degradation of 0.05% per nm of H2O on one side of the multilayer filter. (A. Rasmussen, SLAC) | Document-8757
360 | Detectors | 0.44175 | 0.73852 | 0.79921 | 0.78875 | 0.68272 | 0.221 | 0.62081 | 0.84319 | 0.87975 | 0.9258 | 0.86449 | 0.3467 |  | 0.12563 | 0.26931 | 0.19733 | 0.15633 | 0.10644 | 0.054343 | 0.65184 | 0.87626 | 0.94274 | 0.96944 | 0.88231 | 0.32116 |  | 0.13415 | 0.27905 | 0.21182 | 0.1638 | 0.10893 | 0.050587
370 | QE + BBAR Coating | 0.45581 | 0.76203 | 0.82465 | 0.81386 | 0.70445 | 0.22803 | 0.62663 | 0.84977 | 0.88953 | 0.93378 | 0.86992 | 0.34879 |  | 0.12686 | 0.27133 | 0.19956 | 0.15769 | 0.10711 | 0.054671 | 0.65795 | 0.8831 | 0.95322 | 0.9778 | 0.88786 | 0.3231 |  | 0.13548 | 0.28116 | 0.21421 | 0.16522 | 0.1096 | 0.050892 | [13 empty] | Raft Twr | As-built focal plane QE data from acceptance testing provided by Steve Ritz on 4/22/2020. Two dead amplifer removed (RTM11) Linear interpolation to 1nm steps, manual extrapolation to put in a 300nm point, qe above 1100nm set to zero | Per CCD protoype prototype and negotiated contract. Estimated value from worse case vendor at each wavelength.
380 | Particulate contamination | 0.994 | 0.994 | 0.994 | 0.994 | 0.994 | 0.994 | 0.994 | 0.994 | 0.994 | 0.994 | 0.994 | 0.994 |  | 0.20405 | 0.31651 | 0.22328 | 0.16773 | 0.12059 | 0.14593 | 0.994 | 0.994 | 0.994 | 0.994 | 0.994 | 0.994 |  | 0.20405 | 0.31651 | 0.22328 | 0.16773 | 0.12059 | 0.14593 | [13 empty] | Cryostat | Same as design | Assumes static PAC of 0.6% which matches permissible obstructed pixel fraction; no further degradation assumed (A. Rasmussen, SLAC)
390 | Condensible volatiles | 0.975 | 0.975 | 0.975 | 0.975 | 0.975 | 0.975 | 0.99669 | 0.99824 | 0.99497 | 0.99744 | 0.99976 | 1 |  | 0.20442 | 0.31795 | 0.22346 | 0.1683 | 0.1213 | 0.14681 | 0.99669 | 0.99824 | 0.99497 | 0.99744 | 0.99976 | 1 |  | 0.20442 | 0.31795 | 0.22346 | 0.1683 | 0.1213 | 0.14681 | [13 empty] | Cryostat | Same as design | From Andy Rasmussen (5/29/2015). Impact of the 50 monolayer contaminant (5 monolayers per year for 10 year of "silicon oil") is 5% at 10 year for worst case CCD AR coating. Allocation is 2.5% to reflect average over 10 years. Estimate is from simulation curves.

## BBAR specification
LCA-18-B
BBAR Template |  | BBAR Coating specification (per LCA-10042)
Wavelength (nm) | Throughput | Wavelength | min transmittance
300 | 0.94 | 300 | 0.94
301 | 0.94 | 330 | 0.94
302 | 0.94 | 330 | 0.97
303 | 0.94 | 1000 | 0.97
304 | 0.94 | 1000 | 0.94
305 | 0.94 | 1100 | 0.94
306 | 0.94
307 | 0.94
308 | 0.94
309 | 0.94
310 | 0.94
311 | 0.94
312 | 0.94
313 | 0.94
314 | 0.94
315 | 0.94
316 | 0.94
317 | 0.94 |  |  | Allocation per band
318 | 0.94 |  |  | u | g | r | i | z | y
319 | 0.94 |  |  | 0.96286 | 0.97 | 0.97 | 0.97 | 0.97 | 0.9543
320 | 0.94
321 | 0.94
322 | 0.94
323 | 0.94
324 | 0.94
325 | 0.94
326 | 0.94
327 | 0.94
328 | 0.94
329 | 0.94
330 | 0.97
331 | 0.97
332 | 0.97
333 | 0.97
334 | 0.97
335 | 0.97
336 | 0.97
337 | 0.97
338 | 0.97
339 | 0.97
340 | 0.97
341 | 0.97
342 | 0.97
343 | 0.97
344 | 0.97
345 | 0.97
346 | 0.97
347 | 0.97
348 | 0.97
349 | 0.97
350 | 0.97
351 | 0.97
352 | 0.97
353 | 0.97
354 | 0.97
355 | 0.97
356 | 0.97
357 | 0.97
358 | 0.97
359 | 0.97
360 | 0.97
361 | 0.97
362 | 0.97
363 | 0.97
364 | 0.97
365 | 0.97
366 | 0.97
367 | 0.97
368 | 0.97
369 | 0.97
370 | 0.97
371 | 0.97
372 | 0.97
373 | 0.97
374 | 0.97
375 | 0.97
376 | 0.97
377 | 0.97
378 | 0.97
379 | 0.97
380 | 0.97
381 | 0.97
382 | 0.97
383 | 0.97
384 | 0.97
385 | 0.97
386 | 0.97
387 | 0.97
388 | 0.97
389 | 0.97
390 | 0.97
391 | 0.97
392 | 0.97
393 | 0.97
394 | 0.97
395 | 0.97
396 | 0.97
397 | 0.97
398 | 0.97
399 | 0.97
400 | 0.97
401 | 0.97
402 | 0.97
403 | 0.97
404 | 0.97
405 | 0.97
406 | 0.97
407 | 0.97
408 | 0.97
409 | 0.97
410 | 0.97
411 | 0.97
412 | 0.97
413 | 0.97
414 | 0.97
415 | 0.97
416 | 0.97
417 | 0.97
418 | 0.97
419 | 0.97
420 | 0.97
421 | 0.97
422 | 0.97
423 | 0.97
424 | 0.97
425 | 0.97
426 | 0.97
427 | 0.97
428 | 0.97
429 | 0.97
430 | 0.97
431 | 0.97
432 | 0.97
433 | 0.97
434 | 0.97
435 | 0.97
436 | 0.97
437 | 0.97
438 | 0.97
439 | 0.97
440 | 0.97
441 | 0.97
442 | 0.97
443 | 0.97
444 | 0.97
445 | 0.97
446 | 0.97
447 | 0.97
448 | 0.97
449 | 0.97
450 | 0.97
451 | 0.97
452 | 0.97
453 | 0.97
454 | 0.97
455 | 0.97
456 | 0.97
457 | 0.97
458 | 0.97
459 | 0.97
460 | 0.97
461 | 0.97
462 | 0.97
463 | 0.97
464 | 0.97
465 | 0.97
466 | 0.97
467 | 0.97
468 | 0.97
469 | 0.97
470 | 0.97
471 | 0.97
472 | 0.97
473 | 0.97
474 | 0.97
475 | 0.97
476 | 0.97
477 | 0.97
478 | 0.97
479 | 0.97
480 | 0.97
481 | 0.97
482 | 0.97
483 | 0.97
484 | 0.97
485 | 0.97
486 | 0.97
487 | 0.97
488 | 0.97
489 | 0.97
490 | 0.97
491 | 0.97
492 | 0.97
493 | 0.97
494 | 0.97
495 | 0.97
496 | 0.97
497 | 0.97
498 | 0.97
499 | 0.97
500 | 0.97
501 | 0.97
502 | 0.97
503 | 0.97
504 | 0.97
505 | 0.97
506 | 0.97
507 | 0.97
508 | 0.97
509 | 0.97
510 | 0.97
511 | 0.97
512 | 0.97
513 | 0.97
514 | 0.97
515 | 0.97
516 | 0.97
517 | 0.97
518 | 0.97
519 | 0.97
520 | 0.97
521 | 0.97
522 | 0.97
523 | 0.97
524 | 0.97
525 | 0.97
526 | 0.97
527 | 0.97
528 | 0.97
529 | 0.97
530 | 0.97
531 | 0.97
532 | 0.97
533 | 0.97
534 | 0.97
535 | 0.97
536 | 0.97
537 | 0.97
538 | 0.97
539 | 0.97
540 | 0.97
541 | 0.97
542 | 0.97
543 | 0.97
544 | 0.97
545 | 0.97
546 | 0.97
547 | 0.97
548 | 0.97
549 | 0.97
550 | 0.97
551 | 0.97
552 | 0.97
553 | 0.97
554 | 0.97
555 | 0.97
556 | 0.97
557 | 0.97
558 | 0.97
559 | 0.97
560 | 0.97
561 | 0.97
562 | 0.97
563 | 0.97
564 | 0.97
565 | 0.97
566 | 0.97
567 | 0.97
568 | 0.97
569 | 0.97
570 | 0.97
571 | 0.97
572 | 0.97
573 | 0.97
574 | 0.97
575 | 0.97
576 | 0.97
577 | 0.97
578 | 0.97
579 | 0.97
580 | 0.97
581 | 0.97
582 | 0.97
583 | 0.97
584 | 0.97
585 | 0.97
586 | 0.97
587 | 0.97
588 | 0.97
589 | 0.97
590 | 0.97
591 | 0.97
592 | 0.97
593 | 0.97
594 | 0.97
595 | 0.97
596 | 0.97
597 | 0.97
598 | 0.97
599 | 0.97
600 | 0.97
601 | 0.97
602 | 0.97
603 | 0.97
604 | 0.97
605 | 0.97
606 | 0.97
607 | 0.97
608 | 0.97
609 | 0.97
610 | 0.97
611 | 0.97
612 | 0.97
613 | 0.97
614 | 0.97
615 | 0.97
616 | 0.97
617 | 0.97
618 | 0.97
619 | 0.97
620 | 0.97
621 | 0.97
622 | 0.97
623 | 0.97
624 | 0.97
625 | 0.97
626 | 0.97
627 | 0.97
628 | 0.97
629 | 0.97
630 | 0.97
631 | 0.97
632 | 0.97
633 | 0.97
634 | 0.97
635 | 0.97
636 | 0.97
637 | 0.97
638 | 0.97
639 | 0.97
640 | 0.97
641 | 0.97
642 | 0.97
643 | 0.97
644 | 0.97
645 | 0.97
646 | 0.97
647 | 0.97
648 | 0.97
649 | 0.97
650 | 0.97
651 | 0.97
652 | 0.97
653 | 0.97
654 | 0.97
655 | 0.97
656 | 0.97
657 | 0.97
658 | 0.97
659 | 0.97
660 | 0.97
661 | 0.97
662 | 0.97
663 | 0.97
664 | 0.97
665 | 0.97
666 | 0.97
667 | 0.97
668 | 0.97
669 | 0.97
670 | 0.97
671 | 0.97
672 | 0.97
673 | 0.97
674 | 0.97
675 | 0.97
676 | 0.97
677 | 0.97
678 | 0.97
679 | 0.97
680 | 0.97
681 | 0.97
682 | 0.97
683 | 0.97
684 | 0.97
685 | 0.97
686 | 0.97
687 | 0.97
688 | 0.97
689 | 0.97
690 | 0.97
691 | 0.97
692 | 0.97
693 | 0.97
694 | 0.97
695 | 0.97
696 | 0.97
697 | 0.97
698 | 0.97
699 | 0.97
700 | 0.97
701 | 0.97
702 | 0.97
703 | 0.97
704 | 0.97
705 | 0.97
706 | 0.97
707 | 0.97
708 | 0.97
709 | 0.97
710 | 0.97
711 | 0.97
712 | 0.97
713 | 0.97
714 | 0.97
715 | 0.97
716 | 0.97
717 | 0.97
718 | 0.97
719 | 0.97
720 | 0.97
721 | 0.97
722 | 0.97
723 | 0.97
724 | 0.97
725 | 0.97
726 | 0.97
727 | 0.97
728 | 0.97
729 | 0.97
730 | 0.97
731 | 0.97
732 | 0.97
733 | 0.97
734 | 0.97
735 | 0.97
736 | 0.97
737 | 0.97
738 | 0.97
739 | 0.97
740 | 0.97
741 | 0.97
742 | 0.97
743 | 0.97
744 | 0.97
745 | 0.97
746 | 0.97
747 | 0.97
748 | 0.97
749 | 0.97
750 | 0.97
751 | 0.97
752 | 0.97
753 | 0.97
754 | 0.97
755 | 0.97
756 | 0.97
757 | 0.97
758 | 0.97
759 | 0.97
760 | 0.97
761 | 0.97
762 | 0.97
763 | 0.97
764 | 0.97
765 | 0.97
766 | 0.97
767 | 0.97
768 | 0.97
769 | 0.97
770 | 0.97
771 | 0.97
772 | 0.97
773 | 0.97
774 | 0.97
775 | 0.97
776 | 0.97
777 | 0.97
778 | 0.97
779 | 0.97
780 | 0.97
781 | 0.97
782 | 0.97
783 | 0.97
784 | 0.97
785 | 0.97
786 | 0.97
787 | 0.97
788 | 0.97
789 | 0.97
790 | 0.97
791 | 0.97
792 | 0.97
793 | 0.97
794 | 0.97
795 | 0.97
796 | 0.97
797 | 0.97
798 | 0.97
799 | 0.97
800 | 0.97
801 | 0.97
802 | 0.97
803 | 0.97
804 | 0.97
805 | 0.97
806 | 0.97
807 | 0.97
808 | 0.97
809 | 0.97
810 | 0.97
811 | 0.97
812 | 0.97
813 | 0.97
814 | 0.97
815 | 0.97
816 | 0.97
817 | 0.97
818 | 0.97
819 | 0.97
820 | 0.97
821 | 0.97
822 | 0.97
823 | 0.97
824 | 0.97
825 | 0.97
826 | 0.97
827 | 0.97
828 | 0.97
829 | 0.97
830 | 0.97
831 | 0.97
832 | 0.97
833 | 0.97
834 | 0.97
835 | 0.97
836 | 0.97
837 | 0.97
838 | 0.97
839 | 0.97
840 | 0.97
841 | 0.97
842 | 0.97
843 | 0.97
844 | 0.97
845 | 0.97
846 | 0.97
847 | 0.97
848 | 0.97
849 | 0.97
850 | 0.97
851 | 0.97
852 | 0.97
853 | 0.97
854 | 0.97
855 | 0.97
856 | 0.97
857 | 0.97
858 | 0.97
859 | 0.97
860 | 0.97
861 | 0.97
862 | 0.97
863 | 0.97
864 | 0.97
865 | 0.97
866 | 0.97
867 | 0.97
868 | 0.97
869 | 0.97
870 | 0.97
871 | 0.97
872 | 0.97
873 | 0.97
874 | 0.97
875 | 0.97
876 | 0.97
877 | 0.97
878 | 0.97
879 | 0.97
880 | 0.97
881 | 0.97
882 | 0.97
883 | 0.97
884 | 0.97
885 | 0.97
886 | 0.97
887 | 0.97
888 | 0.97
889 | 0.97
890 | 0.97
891 | 0.97
892 | 0.97
893 | 0.97
894 | 0.97
895 | 0.97
896 | 0.97
897 | 0.97
898 | 0.97
899 | 0.97
900 | 0.97
901 | 0.97
902 | 0.97
903 | 0.97
904 | 0.97
905 | 0.97
906 | 0.97
907 | 0.97
908 | 0.97
909 | 0.97
910 | 0.97
911 | 0.97
912 | 0.97
913 | 0.97
914 | 0.97
915 | 0.97
916 | 0.97
917 | 0.97
918 | 0.97
919 | 0.97
920 | 0.97
921 | 0.97
922 | 0.97
923 | 0.97
924 | 0.97
925 | 0.97
926 | 0.97
927 | 0.97
928 | 0.97
929 | 0.97
930 | 0.97
931 | 0.97
932 | 0.97
933 | 0.97
934 | 0.97
935 | 0.97
936 | 0.97
937 | 0.97
938 | 0.97
939 | 0.97
940 | 0.97
941 | 0.97
942 | 0.97
943 | 0.97
944 | 0.97
945 | 0.97
946 | 0.97
947 | 0.97
948 | 0.97
949 | 0.97
950 | 0.97
951 | 0.97
952 | 0.97
953 | 0.97
954 | 0.97
955 | 0.97
956 | 0.97
957 | 0.97
958 | 0.97
959 | 0.97
960 | 0.97
961 | 0.97
962 | 0.97
963 | 0.97
964 | 0.97
965 | 0.97
966 | 0.97
967 | 0.97
968 | 0.97
969 | 0.97
970 | 0.97
971 | 0.97
972 | 0.97
973 | 0.97
974 | 0.97
975 | 0.97
976 | 0.97
977 | 0.97
978 | 0.97
979 | 0.97
980 | 0.97
981 | 0.97
982 | 0.97
983 | 0.97
984 | 0.97
985 | 0.97
986 | 0.97
987 | 0.97
988 | 0.97
989 | 0.97
990 | 0.97
991 | 0.97
992 | 0.97
993 | 0.97
994 | 0.97
995 | 0.97
996 | 0.97
997 | 0.97
998 | 0.97
999 | 0.97
1000 | 0.94
1001 | 0.94
1002 | 0.94
1003 | 0.94
1004 | 0.94
1005 | 0.94
1006 | 0.94
1007 | 0.94
1008 | 0.94
1009 | 0.94
1010 | 0.94
1011 | 0.94
1012 | 0.94
1013 | 0.94
1014 | 0.94
1015 | 0.94
1016 | 0.94
1017 | 0.94
1018 | 0.94
1019 | 0.94
1020 | 0.94
1021 | 0.94
1022 | 0.94
1023 | 0.94
1024 | 0.94
1025 | 0.94
1026 | 0.94
1027 | 0.94
1028 | 0.94
1029 | 0.94
1030 | 0.94
1031 | 0.94
1032 | 0.94
1033 | 0.94
1034 | 0.94
1035 | 0.94
1036 | 0.94
1037 | 0.94
1038 | 0.94
1039 | 0.94
1040 | 0.94
1041 | 0.94
1042 | 0.94
1043 | 0.94
1044 | 0.94
1045 | 0.94
1046 | 0.94
1047 | 0.94
1048 | 0.94
1049 | 0.94
1050 | 0.94
1051 | 0.94
1052 | 0.94
1053 | 0.94
1054 | 0.94
1055 | 0.94
1056 | 0.94
1057 | 0.94
1058 | 0.94
1059 | 0.94
1060 | 0.94
1061 | 0.94
1062 | 0.94
1063 | 0.94
1064 | 0.94
1065 | 0.94
1066 | 0.94
1067 | 0.94
1068 | 0.94
1069 | 0.94
1070 | 0.94
1071 | 0.94
1072 | 0.94
1073 | 0.94
1074 | 0.94
1075 | 0.94
1076 | 0.94
1077 | 0.94
1078 | 0.94
1079 | 0.94
1080 | 0.94
1081 | 0.94
1082 | 0.94
1083 | 0.94
1084 | 0.94
1085 | 0.94
1086 | 0.94
1087 | 0.94
1088 | 0.94
1089 | 0.94
1090 | 0.94
1091 | 0.94
1092 | 0.94
1093 | 0.94
1094 | 0.94
1095 | 0.94
1096 | 0.94
1097 | 0.94
1098 | 0.94
1099 | 0.94
1100 | 0.94
1101 | 0.94
1102 | 0.94
1103 | 0.94
1104 | 0.94
1105 | 0.94
1106 | 0.94
1107 | 0.94
1108 | 0.94
1109 | 0.94
1110 | 0.94
1111 | 0.94
1112 | 0.94
1113 | 0.94
1114 | 0.94
1115 | 0.94
1116 | 0.94
1117 | 0.94
1118 | 0.94
1119 | 0.94
1120 | 0.94
1121 | 0.94
1122 | 0.94
1123 | 0.94
1124 | 0.94
1125 | 0.94
1126 | 0.94
1127 | 0.94
1128 | 0.94
1129 | 0.94
1130 | 0.94
1131 | 0.94
1132 | 0.94
1133 | 0.94
1134 | 0.94
1135 | 0.94
1136 | 0.94
1137 | 0.94
1138 | 0.94
1139 | 0.94
1140 | 0.94
1141 | 0.94
1142 | 0.94
1143 | 0.94
1144 | 0.94
1145 | 0.94
1146 | 0.94
1147 | 0.94
1148 | 0.94
1149 | 0.94
1150 | 0.94
1151 | 0.94
1152 | 0.94
1153 | 0.94
1154 | 0.94
1155 | 0.94
1156 | 0.94
1157 | 0.94
1158 | 0.94
1159 | 0.94
1160 | 0.94
1161 | 0.94
1162 | 0.94
1163 | 0.94
1164 | 0.94
1165 | 0.94
1166 | 0.94
1167 | 0.94
1168 | 0.94
1169 | 0.94
1170 | 0.94
1171 | 0.94
1172 | 0.94
1173 | 0.94
1174 | 0.94
1175 | 0.94
1176 | 0.94
1177 | 0.94
1178 | 0.94
1179 | 0.94
1180 | 0.94
1181 | 0.94
1182 | 0.94
1183 | 0.94
1184 | 0.94
1185 | 0.94
1186 | 0.94
1187 | 0.94
1188 | 0.94
1189 | 0.94
1190 | 0.94
1191 | 0.94
1192 | 0.94
1193 | 0.94
1194 | 0.94
1195 | 0.94
1196 | 0.94
1197 | 0.94
1198 | 0.94
1199 | 0.94
1200 | 0.94

## Filter band specifications
LCA-18-B
Filter Template | [6 empty] | Filter Specification (from Camera Specifications)
Wavelength (nm) | u throughput | g throughput | r throughput | i throughput | z throughput | y throughput | Edge envelope | u | g | r | i | z | y
300 | 0 | 0 | 0 | 0 | 0 | 0 | Upper 0 | 305.5 | 386.5 | 537 | 676 | 803 | 908.5
301 | 0 | 0 | 0 | 0 | 0 | 0 | Upper Average | 331.25 | 412.25 | 562.75 | 701.75 | 828.75 | 934.25
302 | 0 | 0 | 0 | 0 | 0 | 0 | Upper average | 382.75 | 541.25 | 680.25 | 807.25 | 912.75 | 1201
303 | 0 | 0 | 0 | 0 | 0 | 0 | Upper 0 | 408.5 | 567 | 706 | 833 | 938.5 | 1201
304 | 0 | 0 | 0 | 0 | 0 | 0 | Lower 0 | 310.5 | 391.5 | 542 | 681 | 808 | 913.5
305 | 0 | 0 | 0 | 0 | 0 | 0 | Lower Average | 334.75 | 415.75 | 566.25 | 705.25 | 832.25 | 937.75
306 | 0 | 0 | 0 | 0 | 0 | 0 | Lower average | 379.25 | 537.75 | 676.75 | 803.75 | 909.25 | 1070
307 | 0 | 0 | 0 | 0 | 0 | 0 | Lower 0 | 403.5 | 562 | 701 | 828 | 933.5 | 1070
308 | 0 | 0 | 0 | 0 | 0 | 0 | Nominal 0 | 308 | 389 | 539.5 | 678.5 | 805.5 | 911
309 | 0.0372 | 0 | 0 | 0 | 0 | 0 | Nominal Average | 333 | 414 | 564.5 | 703.5 | 830.5 | 936
310 | 0.0744 | 0 | 0 | 0 | 0 | 0 | Nominal average | 381 | 539.5 | 678.5 | 805.5 | 911 | 1070
311 | 0.1116 | 0 | 0 | 0 | 0 | 0 | Nominal 0 | 406 | 564.5 | 703.5 | 830.5 | 936 | 1070
312 | 0.1488 | 0 | 0 | 0 | 0 | 0
313 | 0.186 | 0 | 0 | 0 | 0 | 0 | In-Band | u | g | r | i | z | y
314 | 0.2232 | 0 | 0 | 0 | 0 | 0 | Blue Side | 335.5 | 417 | 567 | 706 | 833 | 938.5
315 | 0.2604 | 0 | 0 | 0 | 0 | 0 | Red Side | 378.5 | 537 | 676 | 803 | 908.5 | 1069.25
316 | 0.2976 | 0 | 0 | 0 | 0 | 0
317 | 0.3348 | 0 | 0 | 0 | 0 | 0
318 | 0.372 | 0 | 0 | 0 | 0 | 0 | u band | 0.93
319 | 0.4092 | 0 | 0 | 0 | 0 | 0 | g band | 0.96
320 | 0.4464 | 0 | 0 | 0 | 0 | 0 | r band | 0.975
321 | 0.4836 | 0 | 0 | 0 | 0 | 0 | i band | 0.965
322 | 0.5208 | 0 | 0 | 0 | 0 | 0 | z band | 0.96
323 | 0.558 | 0 | 0 | 0 | 0 | 0 | y band | 0.975
324 | 0.5952 | 0 | 0 | 0 | 0 | 0
325 | 0.6324 | 0 | 0 | 0 | 0 | 0
326 | 0.6696 | 0 | 0 | 0 | 0 | 0 | Allocation per band
327 | 0.7068 | 0 | 0 | 0 | 0 | 0 | u | g | r | i | z | y
328 | 0.744 | 0 | 0 | 0 | 0 | 0 | 0.64657 | 0.79385 | 0.79721 | 0.77566 | 0.73927 | 0.73756
329 | 0.7812 | 0 | 0 | 0 | 0 | 0
330 | 0.8184 | 0 | 0 | 0 | 0 | 0
331 | 0.8556 | 0 | 0 | 0 | 0 | 0
332 | 0.8928 | 0 | 0 | 0 | 0 | 0
333 | 0.93 | 0 | 0 | 0 | 0 | 0
334 | 0.93 | 0 | 0 | 0 | 0 | 0
335 | 0.93 | 0 | 0 | 0 | 0 | 0
336 | 0.93 | 0 | 0 | 0 | 0 | 0
337 | 0.93 | 0 | 0 | 0 | 0 | 0
338 | 0.93 | 0 | 0 | 0 | 0 | 0
339 | 0.93 | 0 | 0 | 0 | 0 | 0
340 | 0.93 | 0 | 0 | 0 | 0 | 0
341 | 0.93 | 0 | 0 | 0 | 0 | 0
342 | 0.93 | 0 | 0 | 0 | 0 | 0
343 | 0.93 | 0 | 0 | 0 | 0 | 0
344 | 0.93 | 0 | 0 | 0 | 0 | 0
345 | 0.93 | 0 | 0 | 0 | 0 | 0
346 | 0.93 | 0 | 0 | 0 | 0 | 0
347 | 0.93 | 0 | 0 | 0 | 0 | 0
348 | 0.93 | 0 | 0 | 0 | 0 | 0
349 | 0.93 | 0 | 0 | 0 | 0 | 0
350 | 0.93 | 0 | 0 | 0 | 0 | 0
351 | 0.93 | 0 | 0 | 0 | 0 | 0
352 | 0.93 | 0 | 0 | 0 | 0 | 0
353 | 0.93 | 0 | 0 | 0 | 0 | 0
354 | 0.93 | 0 | 0 | 0 | 0 | 0
355 | 0.93 | 0 | 0 | 0 | 0 | 0
356 | 0.93 | 0 | 0 | 0 | 0 | 0
357 | 0.93 | 0 | 0 | 0 | 0 | 0
358 | 0.93 | 0 | 0 | 0 | 0 | 0
359 | 0.93 | 0 | 0 | 0 | 0 | 0
360 | 0.93 | 0 | 0 | 0 | 0 | 0
361 | 0.93 | 0 | 0 | 0 | 0 | 0
362 | 0.93 | 0 | 0 | 0 | 0 | 0
363 | 0.93 | 0 | 0 | 0 | 0 | 0
364 | 0.93 | 0 | 0 | 0 | 0 | 0
365 | 0.93 | 0 | 0 | 0 | 0 | 0
366 | 0.93 | 0 | 0 | 0 | 0 | 0
367 | 0.93 | 0 | 0 | 0 | 0 | 0
368 | 0.93 | 0 | 0 | 0 | 0 | 0
369 | 0.93 | 0 | 0 | 0 | 0 | 0
370 | 0.93 | 0 | 0 | 0 | 0 | 0
371 | 0.93 | 0 | 0 | 0 | 0 | 0
372 | 0.93 | 0 | 0 | 0 | 0 | 0
373 | 0.93 | 0 | 0 | 0 | 0 | 0
374 | 0.93 | 0 | 0 | 0 | 0 | 0
375 | 0.93 | 0 | 0 | 0 | 0 | 0
376 | 0.93 | 0 | 0 | 0 | 0 | 0
377 | 0.93 | 0 | 0 | 0 | 0 | 0
378 | 0.93 | 0 | 0 | 0 | 0 | 0
379 | 0.93 | 0 | 0 | 0 | 0 | 0
380 | 0.93 | 0 | 0 | 0 | 0 | 0
381 | 0.93 | 0 | 0 | 0 | 0 | 0
382 | 0.8928 | 0 | 0 | 0 | 0 | 0
383 | 0.8556 | 0 | 0 | 0 | 0 | 0
384 | 0.8184 | 0 | 0 | 0 | 0 | 0
385 | 0.7812 | 0 | 0 | 0 | 0 | 0
386 | 0.744 | 0 | 0 | 0 | 0 | 0
387 | 0.7068 | 0 | 0 | 0 | 0 | 0
388 | 0.6696 | 0 | 0 | 0 | 0 | 0
389 | 0.6324 | 0 | 0 | 0 | 0 | 0
390 | 0.5952 | 0.0384 | 0 | 0 | 0 | 0
391 | 0.558 | 0.0768 | 0 | 0 | 0 | 0
392 | 0.5208 | 0.1152 | 0 | 0 | 0 | 0
393 | 0.4836 | 0.1536 | 0 | 0 | 0 | 0
394 | 0.4464 | 0.192 | 0 | 0 | 0 | 0
395 | 0.4092 | 0.2304 | 0 | 0 | 0 | 0
396 | 0.372 | 0.2688 | 0 | 0 | 0 | 0
397 | 0.3348 | 0.3072 | 0 | 0 | 0 | 0
398 | 0.2976 | 0.3456 | 0 | 0 | 0 | 0
399 | 0.2604 | 0.384 | 0 | 0 | 0 | 0
400 | 0.2232 | 0.4224 | 0 | 0 | 0 | 0
401 | 0.186 | 0.4608 | 0 | 0 | 0 | 0
402 | 0.1488 | 0.4992 | 0 | 0 | 0 | 0
403 | 0.1116 | 0.5376 | 0 | 0 | 0 | 0
404 | 0.0744 | 0.576 | 0 | 0 | 0 | 0
405 | 0.0372 | 0.6144 | 0 | 0 | 0 | 0
406 | 0 | 0.6528 | 0 | 0 | 0 | 0
407 | 0 | 0.6912 | 0 | 0 | 0 | 0
408 | 0 | 0.7296 | 0 | 0 | 0 | 0
409 | 0 | 0.768 | 0 | 0 | 0 | 0
410 | 0 | 0.8064 | 0 | 0 | 0 | 0
411 | 0 | 0.8448 | 0 | 0 | 0 | 0
412 | 0 | 0.8832 | 0 | 0 | 0 | 0
413 | 0 | 0.9216 | 0 | 0 | 0 | 0
414 | 0 | 0.96 | 0 | 0 | 0 | 0
415 | 0 | 0.96 | 0 | 0 | 0 | 0
416 | 0 | 0.96 | 0 | 0 | 0 | 0
417 | 0 | 0.96 | 0 | 0 | 0 | 0
418 | 0 | 0.96 | 0 | 0 | 0 | 0
419 | 0 | 0.96 | 0 | 0 | 0 | 0
420 | 0 | 0.96 | 0 | 0 | 0 | 0
421 | 0 | 0.96 | 0 | 0 | 0 | 0
422 | 0 | 0.96 | 0 | 0 | 0 | 0
423 | 0 | 0.96 | 0 | 0 | 0 | 0
424 | 0 | 0.96 | 0 | 0 | 0 | 0
425 | 0 | 0.96 | 0 | 0 | 0 | 0
426 | 0 | 0.96 | 0 | 0 | 0 | 0
427 | 0 | 0.96 | 0 | 0 | 0 | 0
428 | 0 | 0.96 | 0 | 0 | 0 | 0
429 | 0 | 0.96 | 0 | 0 | 0 | 0
430 | 0 | 0.96 | 0 | 0 | 0 | 0
431 | 0 | 0.96 | 0 | 0 | 0 | 0
432 | 0 | 0.96 | 0 | 0 | 0 | 0
433 | 0 | 0.96 | 0 | 0 | 0 | 0
434 | 0 | 0.96 | 0 | 0 | 0 | 0
435 | 0 | 0.96 | 0 | 0 | 0 | 0
436 | 0 | 0.96 | 0 | 0 | 0 | 0
437 | 0 | 0.96 | 0 | 0 | 0 | 0
438 | 0 | 0.96 | 0 | 0 | 0 | 0
439 | 0 | 0.96 | 0 | 0 | 0 | 0
440 | 0 | 0.96 | 0 | 0 | 0 | 0
441 | 0 | 0.96 | 0 | 0 | 0 | 0
442 | 0 | 0.96 | 0 | 0 | 0 | 0
443 | 0 | 0.96 | 0 | 0 | 0 | 0
444 | 0 | 0.96 | 0 | 0 | 0 | 0
445 | 0 | 0.96 | 0 | 0 | 0 | 0
446 | 0 | 0.96 | 0 | 0 | 0 | 0
447 | 0 | 0.96 | 0 | 0 | 0 | 0
448 | 0 | 0.96 | 0 | 0 | 0 | 0
449 | 0 | 0.96 | 0 | 0 | 0 | 0
450 | 0 | 0.96 | 0 | 0 | 0 | 0
451 | 0 | 0.96 | 0 | 0 | 0 | 0
452 | 0 | 0.96 | 0 | 0 | 0 | 0
453 | 0 | 0.96 | 0 | 0 | 0 | 0
454 | 0 | 0.96 | 0 | 0 | 0 | 0
455 | 0 | 0.96 | 0 | 0 | 0 | 0
456 | 0 | 0.96 | 0 | 0 | 0 | 0
457 | 0 | 0.96 | 0 | 0 | 0 | 0
458 | 0 | 0.96 | 0 | 0 | 0 | 0
459 | 0 | 0.96 | 0 | 0 | 0 | 0
460 | 0 | 0.96 | 0 | 0 | 0 | 0
461 | 0 | 0.96 | 0 | 0 | 0 | 0
462 | 0 | 0.96 | 0 | 0 | 0 | 0
463 | 0 | 0.96 | 0 | 0 | 0 | 0
464 | 0 | 0.96 | 0 | 0 | 0 | 0
465 | 0 | 0.96 | 0 | 0 | 0 | 0
466 | 0 | 0.96 | 0 | 0 | 0 | 0
467 | 0 | 0.96 | 0 | 0 | 0 | 0
468 | 0 | 0.96 | 0 | 0 | 0 | 0
469 | 0 | 0.96 | 0 | 0 | 0 | 0
470 | 0 | 0.96 | 0 | 0 | 0 | 0
471 | 0 | 0.96 | 0 | 0 | 0 | 0
472 | 0 | 0.96 | 0 | 0 | 0 | 0
473 | 0 | 0.96 | 0 | 0 | 0 | 0
474 | 0 | 0.96 | 0 | 0 | 0 | 0
475 | 0 | 0.96 | 0 | 0 | 0 | 0
476 | 0 | 0.96 | 0 | 0 | 0 | 0
477 | 0 | 0.96 | 0 | 0 | 0 | 0
478 | 0 | 0.96 | 0 | 0 | 0 | 0
479 | 0 | 0.96 | 0 | 0 | 0 | 0
480 | 0 | 0.96 | 0 | 0 | 0 | 0
481 | 0 | 0.96 | 0 | 0 | 0 | 0
482 | 0 | 0.96 | 0 | 0 | 0 | 0
483 | 0 | 0.96 | 0 | 0 | 0 | 0
484 | 0 | 0.96 | 0 | 0 | 0 | 0
485 | 0 | 0.96 | 0 | 0 | 0 | 0
486 | 0 | 0.96 | 0 | 0 | 0 | 0
487 | 0 | 0.96 | 0 | 0 | 0 | 0
488 | 0 | 0.96 | 0 | 0 | 0 | 0
489 | 0 | 0.96 | 0 | 0 | 0 | 0
490 | 0 | 0.96 | 0 | 0 | 0 | 0
491 | 0 | 0.96 | 0 | 0 | 0 | 0
492 | 0 | 0.96 | 0 | 0 | 0 | 0
493 | 0 | 0.96 | 0 | 0 | 0 | 0
494 | 0 | 0.96 | 0 | 0 | 0 | 0
495 | 0 | 0.96 | 0 | 0 | 0 | 0
496 | 0 | 0.96 | 0 | 0 | 0 | 0
497 | 0 | 0.96 | 0 | 0 | 0 | 0
498 | 0 | 0.96 | 0 | 0 | 0 | 0
499 | 0 | 0.96 | 0 | 0 | 0 | 0
500 | 0 | 0.96 | 0 | 0 | 0 | 0
501 | 0 | 0.96 | 0 | 0 | 0 | 0
502 | 0 | 0.96 | 0 | 0 | 0 | 0
503 | 0 | 0.96 | 0 | 0 | 0 | 0
504 | 0 | 0.96 | 0 | 0 | 0 | 0
505 | 0 | 0.96 | 0 | 0 | 0 | 0
506 | 0 | 0.96 | 0 | 0 | 0 | 0
507 | 0 | 0.96 | 0 | 0 | 0 | 0
508 | 0 | 0.96 | 0 | 0 | 0 | 0
509 | 0 | 0.96 | 0 | 0 | 0 | 0
510 | 0 | 0.96 | 0 | 0 | 0 | 0
511 | 0 | 0.96 | 0 | 0 | 0 | 0
512 | 0 | 0.96 | 0 | 0 | 0 | 0
513 | 0 | 0.96 | 0 | 0 | 0 | 0
514 | 0 | 0.96 | 0 | 0 | 0 | 0
515 | 0 | 0.96 | 0 | 0 | 0 | 0
516 | 0 | 0.96 | 0 | 0 | 0 | 0
517 | 0 | 0.96 | 0 | 0 | 0 | 0
518 | 0 | 0.96 | 0 | 0 | 0 | 0
519 | 0 | 0.96 | 0 | 0 | 0 | 0
520 | 0 | 0.96 | 0 | 0 | 0 | 0
521 | 0 | 0.96 | 0 | 0 | 0 | 0
522 | 0 | 0.96 | 0 | 0 | 0 | 0
523 | 0 | 0.96 | 0 | 0 | 0 | 0
524 | 0 | 0.96 | 0 | 0 | 0 | 0
525 | 0 | 0.96 | 0 | 0 | 0 | 0
526 | 0 | 0.96 | 0 | 0 | 0 | 0
527 | 0 | 0.96 | 0 | 0 | 0 | 0
528 | 0 | 0.96 | 0 | 0 | 0 | 0
529 | 0 | 0.96 | 0 | 0 | 0 | 0
530 | 0 | 0.96 | 0 | 0 | 0 | 0
531 | 0 | 0.96 | 0 | 0 | 0 | 0
532 | 0 | 0.96 | 0 | 0 | 0 | 0
533 | 0 | 0.96 | 0 | 0 | 0 | 0
534 | 0 | 0.96 | 0 | 0 | 0 | 0
535 | 0 | 0.96 | 0 | 0 | 0 | 0
536 | 0 | 0.96 | 0 | 0 | 0 | 0
537 | 0 | 0.96 | 0 | 0 | 0 | 0
538 | 0 | 0.96 | 0 | 0 | 0 | 0
539 | 0 | 0.96 | 0 | 0 | 0 | 0
540 | 0 | 0.9408 | 0.0195 | 0 | 0 | 0
541 | 0 | 0.9024 | 0.0585 | 0 | 0 | 0
542 | 0 | 0.864 | 0.0975 | 0 | 0 | 0
543 | 0 | 0.8256 | 0.1365 | 0 | 0 | 0
544 | 0 | 0.7872 | 0.1755 | 0 | 0 | 0
545 | 0 | 0.7488 | 0.2145 | 0 | 0 | 0
546 | 0 | 0.7104 | 0.2535 | 0 | 0 | 0
547 | 0 | 0.672 | 0.2925 | 0 | 0 | 0
548 | 0 | 0.6336 | 0.3315 | 0 | 0 | 0
549 | 0 | 0.5952 | 0.3705 | 0 | 0 | 0
550 | 0 | 0.5568 | 0.4095 | 0 | 0 | 0
551 | 0 | 0.5184 | 0.4485 | 0 | 0 | 0
552 | 0 | 0.48 | 0.4875 | 0 | 0 | 0
553 | 0 | 0.4416 | 0.5265 | 0 | 0 | 0
554 | 0 | 0.4032 | 0.5655 | 0 | 0 | 0
555 | 0 | 0.3648 | 0.6045 | 0 | 0 | 0
556 | 0 | 0.3264 | 0.6435 | 0 | 0 | 0
557 | 0 | 0.288 | 0.6825 | 0 | 0 | 0
558 | 0 | 0.2496 | 0.7215 | 0 | 0 | 0
559 | 0 | 0.2112 | 0.7605 | 0 | 0 | 0
560 | 0 | 0.1728 | 0.7995 | 0 | 0 | 0
561 | 0 | 0.1344 | 0.8385 | 0 | 0 | 0
562 | 0 | 0.096 | 0.8775 | 0 | 0 | 0
563 | 0 | 0.0576 | 0.9165 | 0 | 0 | 0
564 | 0 | 0.0192 | 0.9555 | 0 | 0 | 0
565 | 0 | 0 | 0.975 | 0 | 0 | 0
566 | 0 | 0 | 0.975 | 0 | 0 | 0
567 | 0 | 0 | 0.975 | 0 | 0 | 0
568 | 0 | 0 | 0.975 | 0 | 0 | 0
569 | 0 | 0 | 0.975 | 0 | 0 | 0
570 | 0 | 0 | 0.975 | 0 | 0 | 0
571 | 0 | 0 | 0.975 | 0 | 0 | 0
572 | 0 | 0 | 0.975 | 0 | 0 | 0
573 | 0 | 0 | 0.975 | 0 | 0 | 0
574 | 0 | 0 | 0.975 | 0 | 0 | 0
575 | 0 | 0 | 0.975 | 0 | 0 | 0
576 | 0 | 0 | 0.975 | 0 | 0 | 0
577 | 0 | 0 | 0.975 | 0 | 0 | 0
578 | 0 | 0 | 0.975 | 0 | 0 | 0
579 | 0 | 0 | 0.975 | 0 | 0 | 0
580 | 0 | 0 | 0.975 | 0 | 0 | 0
581 | 0 | 0 | 0.975 | 0 | 0 | 0
582 | 0 | 0 | 0.975 | 0 | 0 | 0
583 | 0 | 0 | 0.975 | 0 | 0 | 0
584 | 0 | 0 | 0.975 | 0 | 0 | 0
585 | 0 | 0 | 0.975 | 0 | 0 | 0
586 | 0 | 0 | 0.975 | 0 | 0 | 0
587 | 0 | 0 | 0.975 | 0 | 0 | 0
588 | 0 | 0 | 0.975 | 0 | 0 | 0
589 | 0 | 0 | 0.975 | 0 | 0 | 0
590 | 0 | 0 | 0.975 | 0 | 0 | 0
591 | 0 | 0 | 0.975 | 0 | 0 | 0
592 | 0 | 0 | 0.975 | 0 | 0 | 0
593 | 0 | 0 | 0.975 | 0 | 0 | 0
594 | 0 | 0 | 0.975 | 0 | 0 | 0
595 | 0 | 0 | 0.975 | 0 | 0 | 0
596 | 0 | 0 | 0.975 | 0 | 0 | 0
597 | 0 | 0 | 0.975 | 0 | 0 | 0
598 | 0 | 0 | 0.975 | 0 | 0 | 0
599 | 0 | 0 | 0.975 | 0 | 0 | 0
600 | 0 | 0 | 0.975 | 0 | 0 | 0
601 | 0 | 0 | 0.975 | 0 | 0 | 0
602 | 0 | 0 | 0.975 | 0 | 0 | 0
603 | 0 | 0 | 0.975 | 0 | 0 | 0
604 | 0 | 0 | 0.975 | 0 | 0 | 0
605 | 0 | 0 | 0.975 | 0 | 0 | 0
606 | 0 | 0 | 0.975 | 0 | 0 | 0
607 | 0 | 0 | 0.975 | 0 | 0 | 0
608 | 0 | 0 | 0.975 | 0 | 0 | 0
609 | 0 | 0 | 0.975 | 0 | 0 | 0
610 | 0 | 0 | 0.975 | 0 | 0 | 0
611 | 0 | 0 | 0.975 | 0 | 0 | 0
612 | 0 | 0 | 0.975 | 0 | 0 | 0
613 | 0 | 0 | 0.975 | 0 | 0 | 0
614 | 0 | 0 | 0.975 | 0 | 0 | 0
615 | 0 | 0 | 0.975 | 0 | 0 | 0
616 | 0 | 0 | 0.975 | 0 | 0 | 0
617 | 0 | 0 | 0.975 | 0 | 0 | 0
618 | 0 | 0 | 0.975 | 0 | 0 | 0
619 | 0 | 0 | 0.975 | 0 | 0 | 0
620 | 0 | 0 | 0.975 | 0 | 0 | 0
621 | 0 | 0 | 0.975 | 0 | 0 | 0
622 | 0 | 0 | 0.975 | 0 | 0 | 0
623 | 0 | 0 | 0.975 | 0 | 0 | 0
624 | 0 | 0 | 0.975 | 0 | 0 | 0
625 | 0 | 0 | 0.975 | 0 | 0 | 0
626 | 0 | 0 | 0.975 | 0 | 0 | 0
627 | 0 | 0 | 0.975 | 0 | 0 | 0
628 | 0 | 0 | 0.975 | 0 | 0 | 0
629 | 0 | 0 | 0.975 | 0 | 0 | 0
630 | 0 | 0 | 0.975 | 0 | 0 | 0
631 | 0 | 0 | 0.975 | 0 | 0 | 0
632 | 0 | 0 | 0.975 | 0 | 0 | 0
633 | 0 | 0 | 0.975 | 0 | 0 | 0
634 | 0 | 0 | 0.975 | 0 | 0 | 0
635 | 0 | 0 | 0.975 | 0 | 0 | 0
636 | 0 | 0 | 0.975 | 0 | 0 | 0
637 | 0 | 0 | 0.975 | 0 | 0 | 0
638 | 0 | 0 | 0.975 | 0 | 0 | 0
639 | 0 | 0 | 0.975 | 0 | 0 | 0
640 | 0 | 0 | 0.975 | 0 | 0 | 0
641 | 0 | 0 | 0.975 | 0 | 0 | 0
642 | 0 | 0 | 0.975 | 0 | 0 | 0
643 | 0 | 0 | 0.975 | 0 | 0 | 0
644 | 0 | 0 | 0.975 | 0 | 0 | 0
645 | 0 | 0 | 0.975 | 0 | 0 | 0
646 | 0 | 0 | 0.975 | 0 | 0 | 0
647 | 0 | 0 | 0.975 | 0 | 0 | 0
648 | 0 | 0 | 0.975 | 0 | 0 | 0
649 | 0 | 0 | 0.975 | 0 | 0 | 0
650 | 0 | 0 | 0.975 | 0 | 0 | 0
651 | 0 | 0 | 0.975 | 0 | 0 | 0
652 | 0 | 0 | 0.975 | 0 | 0 | 0
653 | 0 | 0 | 0.975 | 0 | 0 | 0
654 | 0 | 0 | 0.975 | 0 | 0 | 0
655 | 0 | 0 | 0.975 | 0 | 0 | 0
656 | 0 | 0 | 0.975 | 0 | 0 | 0
657 | 0 | 0 | 0.975 | 0 | 0 | 0
658 | 0 | 0 | 0.975 | 0 | 0 | 0
659 | 0 | 0 | 0.975 | 0 | 0 | 0
660 | 0 | 0 | 0.975 | 0 | 0 | 0
661 | 0 | 0 | 0.975 | 0 | 0 | 0
662 | 0 | 0 | 0.975 | 0 | 0 | 0
663 | 0 | 0 | 0.975 | 0 | 0 | 0
664 | 0 | 0 | 0.975 | 0 | 0 | 0
665 | 0 | 0 | 0.975 | 0 | 0 | 0
666 | 0 | 0 | 0.975 | 0 | 0 | 0
667 | 0 | 0 | 0.975 | 0 | 0 | 0
668 | 0 | 0 | 0.975 | 0 | 0 | 0
669 | 0 | 0 | 0.975 | 0 | 0 | 0
670 | 0 | 0 | 0.975 | 0 | 0 | 0
671 | 0 | 0 | 0.975 | 0 | 0 | 0
672 | 0 | 0 | 0.975 | 0 | 0 | 0
673 | 0 | 0 | 0.975 | 0 | 0 | 0
674 | 0 | 0 | 0.975 | 0 | 0 | 0
675 | 0 | 0 | 0.975 | 0 | 0 | 0
676 | 0 | 0 | 0.975 | 0 | 0 | 0
677 | 0 | 0 | 0.975 | 0 | 0 | 0
678 | 0 | 0 | 0.975 | 0 | 0 | 0
679 | 0 | 0 | 0.9555 | 0.0193 | 0 | 0
680 | 0 | 0 | 0.9165 | 0.0579 | 0 | 0
681 | 0 | 0 | 0.8775 | 0.0965 | 0 | 0
682 | 0 | 0 | 0.8385 | 0.1351 | 0 | 0
683 | 0 | 0 | 0.7995 | 0.1737 | 0 | 0
684 | 0 | 0 | 0.7605 | 0.2123 | 0 | 0
685 | 0 | 0 | 0.7215 | 0.2509 | 0 | 0
686 | 0 | 0 | 0.6825 | 0.2895 | 0 | 0
687 | 0 | 0 | 0.6435 | 0.3281 | 0 | 0
688 | 0 | 0 | 0.6045 | 0.3667 | 0 | 0
689 | 0 | 0 | 0.5655 | 0.4053 | 0 | 0
690 | 0 | 0 | 0.5265 | 0.4439 | 0 | 0
691 | 0 | 0 | 0.4875 | 0.4825 | 0 | 0
692 | 0 | 0 | 0.4485 | 0.5211 | 0 | 0
693 | 0 | 0 | 0.4095 | 0.5597 | 0 | 0
694 | 0 | 0 | 0.3705 | 0.5983 | 0 | 0
695 | 0 | 0 | 0.3315 | 0.6369 | 0 | 0
696 | 0 | 0 | 0.2925 | 0.6755 | 0 | 0
697 | 0 | 0 | 0.2535 | 0.7141 | 0 | 0
698 | 0 | 0 | 0.2145 | 0.7527 | 0 | 0
699 | 0 | 0 | 0.1755 | 0.7913 | 0 | 0
700 | 0 | 0 | 0.1365 | 0.8299 | 0 | 0
701 | 0 | 0 | 0.0975 | 0.8685 | 0 | 0
702 | 0 | 0 | 0.0585 | 0.9071 | 0 | 0
703 | 0 | 0 | 0.0195 | 0.9457 | 0 | 0
704 | 0 | 0 | 0 | 0.965 | 0 | 0
705 | 0 | 0 | 0 | 0.965 | 0 | 0
706 | 0 | 0 | 0 | 0.965 | 0 | 0
707 | 0 | 0 | 0 | 0.965 | 0 | 0
708 | 0 | 0 | 0 | 0.965 | 0 | 0
709 | 0 | 0 | 0 | 0.965 | 0 | 0
710 | 0 | 0 | 0 | 0.965 | 0 | 0
711 | 0 | 0 | 0 | 0.965 | 0 | 0
712 | 0 | 0 | 0 | 0.965 | 0 | 0
713 | 0 | 0 | 0 | 0.965 | 0 | 0
714 | 0 | 0 | 0 | 0.965 | 0 | 0
715 | 0 | 0 | 0 | 0.965 | 0 | 0
716 | 0 | 0 | 0 | 0.965 | 0 | 0
717 | 0 | 0 | 0 | 0.965 | 0 | 0
718 | 0 | 0 | 0 | 0.965 | 0 | 0
719 | 0 | 0 | 0 | 0.965 | 0 | 0
720 | 0 | 0 | 0 | 0.965 | 0 | 0
721 | 0 | 0 | 0 | 0.965 | 0 | 0
722 | 0 | 0 | 0 | 0.965 | 0 | 0
723 | 0 | 0 | 0 | 0.965 | 0 | 0
724 | 0 | 0 | 0 | 0.965 | 0 | 0
725 | 0 | 0 | 0 | 0.965 | 0 | 0
726 | 0 | 0 | 0 | 0.965 | 0 | 0
727 | 0 | 0 | 0 | 0.965 | 0 | 0
728 | 0 | 0 | 0 | 0.965 | 0 | 0
729 | 0 | 0 | 0 | 0.965 | 0 | 0
730 | 0 | 0 | 0 | 0.965 | 0 | 0
731 | 0 | 0 | 0 | 0.965 | 0 | 0
732 | 0 | 0 | 0 | 0.965 | 0 | 0
733 | 0 | 0 | 0 | 0.965 | 0 | 0
734 | 0 | 0 | 0 | 0.965 | 0 | 0
735 | 0 | 0 | 0 | 0.965 | 0 | 0
736 | 0 | 0 | 0 | 0.965 | 0 | 0
737 | 0 | 0 | 0 | 0.965 | 0 | 0
738 | 0 | 0 | 0 | 0.965 | 0 | 0
739 | 0 | 0 | 0 | 0.965 | 0 | 0
740 | 0 | 0 | 0 | 0.965 | 0 | 0
741 | 0 | 0 | 0 | 0.965 | 0 | 0
742 | 0 | 0 | 0 | 0.965 | 0 | 0
743 | 0 | 0 | 0 | 0.965 | 0 | 0
744 | 0 | 0 | 0 | 0.965 | 0 | 0
745 | 0 | 0 | 0 | 0.965 | 0 | 0
746 | 0 | 0 | 0 | 0.965 | 0 | 0
747 | 0 | 0 | 0 | 0.965 | 0 | 0
748 | 0 | 0 | 0 | 0.965 | 0 | 0
749 | 0 | 0 | 0 | 0.965 | 0 | 0
750 | 0 | 0 | 0 | 0.965 | 0 | 0
751 | 0 | 0 | 0 | 0.965 | 0 | 0
752 | 0 | 0 | 0 | 0.965 | 0 | 0
753 | 0 | 0 | 0 | 0.965 | 0 | 0
754 | 0 | 0 | 0 | 0.965 | 0 | 0
755 | 0 | 0 | 0 | 0.965 | 0 | 0
756 | 0 | 0 | 0 | 0.965 | 0 | 0
757 | 0 | 0 | 0 | 0.965 | 0 | 0
758 | 0 | 0 | 0 | 0.965 | 0 | 0
759 | 0 | 0 | 0 | 0.965 | 0 | 0
760 | 0 | 0 | 0 | 0.965 | 0 | 0
761 | 0 | 0 | 0 | 0.965 | 0 | 0
762 | 0 | 0 | 0 | 0.965 | 0 | 0
763 | 0 | 0 | 0 | 0.965 | 0 | 0
764 | 0 | 0 | 0 | 0.965 | 0 | 0
765 | 0 | 0 | 0 | 0.965 | 0 | 0
766 | 0 | 0 | 0 | 0.965 | 0 | 0
767 | 0 | 0 | 0 | 0.965 | 0 | 0
768 | 0 | 0 | 0 | 0.965 | 0 | 0
769 | 0 | 0 | 0 | 0.965 | 0 | 0
770 | 0 | 0 | 0 | 0.965 | 0 | 0
771 | 0 | 0 | 0 | 0.965 | 0 | 0
772 | 0 | 0 | 0 | 0.965 | 0 | 0
773 | 0 | 0 | 0 | 0.965 | 0 | 0
774 | 0 | 0 | 0 | 0.965 | 0 | 0
775 | 0 | 0 | 0 | 0.965 | 0 | 0
776 | 0 | 0 | 0 | 0.965 | 0 | 0
777 | 0 | 0 | 0 | 0.965 | 0 | 0
778 | 0 | 0 | 0 | 0.965 | 0 | 0
779 | 0 | 0 | 0 | 0.965 | 0 | 0
780 | 0 | 0 | 0 | 0.965 | 0 | 0
781 | 0 | 0 | 0 | 0.965 | 0 | 0
782 | 0 | 0 | 0 | 0.965 | 0 | 0
783 | 0 | 0 | 0 | 0.965 | 0 | 0
784 | 0 | 0 | 0 | 0.965 | 0 | 0
785 | 0 | 0 | 0 | 0.965 | 0 | 0
786 | 0 | 0 | 0 | 0.965 | 0 | 0
787 | 0 | 0 | 0 | 0.965 | 0 | 0
788 | 0 | 0 | 0 | 0.965 | 0 | 0
789 | 0 | 0 | 0 | 0.965 | 0 | 0
790 | 0 | 0 | 0 | 0.965 | 0 | 0
791 | 0 | 0 | 0 | 0.965 | 0 | 0
792 | 0 | 0 | 0 | 0.965 | 0 | 0
793 | 0 | 0 | 0 | 0.965 | 0 | 0
794 | 0 | 0 | 0 | 0.965 | 0 | 0
795 | 0 | 0 | 0 | 0.965 | 0 | 0
796 | 0 | 0 | 0 | 0.965 | 0 | 0
797 | 0 | 0 | 0 | 0.965 | 0 | 0
798 | 0 | 0 | 0 | 0.965 | 0 | 0
799 | 0 | 0 | 0 | 0.965 | 0 | 0
800 | 0 | 0 | 0 | 0.965 | 0 | 0
801 | 0 | 0 | 0 | 0.965 | 0 | 0
802 | 0 | 0 | 0 | 0.965 | 0 | 0
803 | 0 | 0 | 0 | 0.965 | 0 | 0
804 | 0 | 0 | 0 | 0.965 | 0 | 0
805 | 0 | 0 | 0 | 0.965 | 0 | 0
806 | 0 | 0 | 0 | 0.9457 | 0.0192 | 0
807 | 0 | 0 | 0 | 0.9071 | 0.0576 | 0
808 | 0 | 0 | 0 | 0.8685 | 0.096 | 0
809 | 0 | 0 | 0 | 0.8299 | 0.1344 | 0
810 | 0 | 0 | 0 | 0.7913 | 0.1728 | 0
811 | 0 | 0 | 0 | 0.7527 | 0.2112 | 0
812 | 0 | 0 | 0 | 0.7141 | 0.2496 | 0
813 | 0 | 0 | 0 | 0.6755 | 0.288 | 0
814 | 0 | 0 | 0 | 0.6369 | 0.3264 | 0
815 | 0 | 0 | 0 | 0.5983 | 0.3648 | 0
816 | 0 | 0 | 0 | 0.5597 | 0.4032 | 0
817 | 0 | 0 | 0 | 0.5211 | 0.4416 | 0
818 | 0 | 0 | 0 | 0.4825 | 0.48 | 0
819 | 0 | 0 | 0 | 0.4439 | 0.5184 | 0
820 | 0 | 0 | 0 | 0.4053 | 0.5568 | 0
821 | 0 | 0 | 0 | 0.3667 | 0.5952 | 0
822 | 0 | 0 | 0 | 0.3281 | 0.6336 | 0
823 | 0 | 0 | 0 | 0.2895 | 0.672 | 0
824 | 0 | 0 | 0 | 0.2509 | 0.7104 | 0
825 | 0 | 0 | 0 | 0.2123 | 0.7488 | 0
826 | 0 | 0 | 0 | 0.1737 | 0.7872 | 0
827 | 0 | 0 | 0 | 0.1351 | 0.8256 | 0
828 | 0 | 0 | 0 | 0.0965 | 0.864 | 0
829 | 0 | 0 | 0 | 0.0579 | 0.9024 | 0
830 | 0 | 0 | 0 | 0.0193 | 0.9408 | 0
831 | 0 | 0 | 0 | 0 | 0.96 | 0
832 | 0 | 0 | 0 | 0 | 0.96 | 0
833 | 0 | 0 | 0 | 0 | 0.96 | 0
834 | 0 | 0 | 0 | 0 | 0.96 | 0
835 | 0 | 0 | 0 | 0 | 0.96 | 0
836 | 0 | 0 | 0 | 0 | 0.96 | 0
837 | 0 | 0 | 0 | 0 | 0.96 | 0
838 | 0 | 0 | 0 | 0 | 0.96 | 0
839 | 0 | 0 | 0 | 0 | 0.96 | 0
840 | 0 | 0 | 0 | 0 | 0.96 | 0
841 | 0 | 0 | 0 | 0 | 0.96 | 0
842 | 0 | 0 | 0 | 0 | 0.96 | 0
843 | 0 | 0 | 0 | 0 | 0.96 | 0
844 | 0 | 0 | 0 | 0 | 0.96 | 0
845 | 0 | 0 | 0 | 0 | 0.96 | 0
846 | 0 | 0 | 0 | 0 | 0.96 | 0
847 | 0 | 0 | 0 | 0 | 0.96 | 0
848 | 0 | 0 | 0 | 0 | 0.96 | 0
849 | 0 | 0 | 0 | 0 | 0.96 | 0
850 | 0 | 0 | 0 | 0 | 0.96 | 0
851 | 0 | 0 | 0 | 0 | 0.96 | 0
852 | 0 | 0 | 0 | 0 | 0.96 | 0
853 | 0 | 0 | 0 | 0 | 0.96 | 0
854 | 0 | 0 | 0 | 0 | 0.96 | 0
855 | 0 | 0 | 0 | 0 | 0.96 | 0
856 | 0 | 0 | 0 | 0 | 0.96 | 0
857 | 0 | 0 | 0 | 0 | 0.96 | 0
858 | 0 | 0 | 0 | 0 | 0.96 | 0
859 | 0 | 0 | 0 | 0 | 0.96 | 0
860 | 0 | 0 | 0 | 0 | 0.96 | 0
861 | 0 | 0 | 0 | 0 | 0.96 | 0
862 | 0 | 0 | 0 | 0 | 0.96 | 0
863 | 0 | 0 | 0 | 0 | 0.96 | 0
864 | 0 | 0 | 0 | 0 | 0.96 | 0
865 | 0 | 0 | 0 | 0 | 0.96 | 0
866 | 0 | 0 | 0 | 0 | 0.96 | 0
867 | 0 | 0 | 0 | 0 | 0.96 | 0
868 | 0 | 0 | 0 | 0 | 0.96 | 0
869 | 0 | 0 | 0 | 0 | 0.96 | 0
870 | 0 | 0 | 0 | 0 | 0.96 | 0
871 | 0 | 0 | 0 | 0 | 0.96 | 0
872 | 0 | 0 | 0 | 0 | 0.96 | 0
873 | 0 | 0 | 0 | 0 | 0.96 | 0
874 | 0 | 0 | 0 | 0 | 0.96 | 0
875 | 0 | 0 | 0 | 0 | 0.96 | 0
876 | 0 | 0 | 0 | 0 | 0.96 | 0
877 | 0 | 0 | 0 | 0 | 0.96 | 0
878 | 0 | 0 | 0 | 0 | 0.96 | 0
879 | 0 | 0 | 0 | 0 | 0.96 | 0
880 | 0 | 0 | 0 | 0 | 0.96 | 0
881 | 0 | 0 | 0 | 0 | 0.96 | 0
882 | 0 | 0 | 0 | 0 | 0.96 | 0
883 | 0 | 0 | 0 | 0 | 0.96 | 0
884 | 0 | 0 | 0 | 0 | 0.96 | 0
885 | 0 | 0 | 0 | 0 | 0.96 | 0
886 | 0 | 0 | 0 | 0 | 0.96 | 0
887 | 0 | 0 | 0 | 0 | 0.96 | 0
888 | 0 | 0 | 0 | 0 | 0.96 | 0
889 | 0 | 0 | 0 | 0 | 0.96 | 0
890 | 0 | 0 | 0 | 0 | 0.96 | 0
891 | 0 | 0 | 0 | 0 | 0.96 | 0
892 | 0 | 0 | 0 | 0 | 0.96 | 0
893 | 0 | 0 | 0 | 0 | 0.96 | 0
894 | 0 | 0 | 0 | 0 | 0.96 | 0
895 | 0 | 0 | 0 | 0 | 0.96 | 0
896 | 0 | 0 | 0 | 0 | 0.96 | 0
897 | 0 | 0 | 0 | 0 | 0.96 | 0
898 | 0 | 0 | 0 | 0 | 0.96 | 0
899 | 0 | 0 | 0 | 0 | 0.96 | 0
900 | 0 | 0 | 0 | 0 | 0.96 | 0
901 | 0 | 0 | 0 | 0 | 0.96 | 0
902 | 0 | 0 | 0 | 0 | 0.96 | 0
903 | 0 | 0 | 0 | 0 | 0.96 | 0
904 | 0 | 0 | 0 | 0 | 0.96 | 0
905 | 0 | 0 | 0 | 0 | 0.96 | 0
906 | 0 | 0 | 0 | 0 | 0.96 | 0
907 | 0 | 0 | 0 | 0 | 0.96 | 0
908 | 0 | 0 | 0 | 0 | 0.96 | 0
909 | 0 | 0 | 0 | 0 | 0.96 | 0
910 | 0 | 0 | 0 | 0 | 0.96 | 0
911 | 0 | 0 | 0 | 0 | 0.96 | 0
912 | 0 | 0 | 0 | 0 | 0.9216 | 0.039
913 | 0 | 0 | 0 | 0 | 0.8832 | 0.078
914 | 0 | 0 | 0 | 0 | 0.8448 | 0.117
915 | 0 | 0 | 0 | 0 | 0.8064 | 0.156
916 | 0 | 0 | 0 | 0 | 0.768 | 0.195
917 | 0 | 0 | 0 | 0 | 0.7296 | 0.234
918 | 0 | 0 | 0 | 0 | 0.6912 | 0.273
919 | 0 | 0 | 0 | 0 | 0.6528 | 0.312
920 | 0 | 0 | 0 | 0 | 0.6144 | 0.351
921 | 0 | 0 | 0 | 0 | 0.576 | 0.39
922 | 0 | 0 | 0 | 0 | 0.5376 | 0.429
923 | 0 | 0 | 0 | 0 | 0.4992 | 0.468
924 | 0 | 0 | 0 | 0 | 0.4608 | 0.507
925 | 0 | 0 | 0 | 0 | 0.4224 | 0.546
926 | 0 | 0 | 0 | 0 | 0.384 | 0.585
927 | 0 | 0 | 0 | 0 | 0.3456 | 0.624
928 | 0 | 0 | 0 | 0 | 0.3072 | 0.663
929 | 0 | 0 | 0 | 0 | 0.2688 | 0.702
930 | 0 | 0 | 0 | 0 | 0.2304 | 0.741
931 | 0 | 0 | 0 | 0 | 0.192 | 0.78
932 | 0 | 0 | 0 | 0 | 0.1536 | 0.819
933 | 0 | 0 | 0 | 0 | 0.1152 | 0.858
934 | 0 | 0 | 0 | 0 | 0.0768 | 0.897
935 | 0 | 0 | 0 | 0 | 0.0384 | 0.936
936 | 0 | 0 | 0 | 0 | 0 | 0.975
937 | 0 | 0 | 0 | 0 | 0 | 0.975
938 | 0 | 0 | 0 | 0 | 0 | 0.975
939 | 0 | 0 | 0 | 0 | 0 | 0.975
940 | 0 | 0 | 0 | 0 | 0 | 0.975
941 | 0 | 0 | 0 | 0 | 0 | 0.975
942 | 0 | 0 | 0 | 0 | 0 | 0.975
943 | 0 | 0 | 0 | 0 | 0 | 0.975
944 | 0 | 0 | 0 | 0 | 0 | 0.975
945 | 0 | 0 | 0 | 0 | 0 | 0.975
946 | 0 | 0 | 0 | 0 | 0 | 0.975
947 | 0 | 0 | 0 | 0 | 0 | 0.975
948 | 0 | 0 | 0 | 0 | 0 | 0.975
949 | 0 | 0 | 0 | 0 | 0 | 0.975
950 | 0 | 0 | 0 | 0 | 0 | 0.975
951 | 0 | 0 | 0 | 0 | 0 | 0.975
952 | 0 | 0 | 0 | 0 | 0 | 0.975
953 | 0 | 0 | 0 | 0 | 0 | 0.975
954 | 0 | 0 | 0 | 0 | 0 | 0.975
955 | 0 | 0 | 0 | 0 | 0 | 0.975
956 | 0 | 0 | 0 | 0 | 0 | 0.975
957 | 0 | 0 | 0 | 0 | 0 | 0.975
958 | 0 | 0 | 0 | 0 | 0 | 0.975
959 | 0 | 0 | 0 | 0 | 0 | 0.975
960 | 0 | 0 | 0 | 0 | 0 | 0.975
961 | 0 | 0 | 0 | 0 | 0 | 0.975
962 | 0 | 0 | 0 | 0 | 0 | 0.975
963 | 0 | 0 | 0 | 0 | 0 | 0.975
964 | 0 | 0 | 0 | 0 | 0 | 0.975
965 | 0 | 0 | 0 | 0 | 0 | 0.975
966 | 0 | 0 | 0 | 0 | 0 | 0.975
967 | 0 | 0 | 0 | 0 | 0 | 0.975
968 | 0 | 0 | 0 | 0 | 0 | 0.975
969 | 0 | 0 | 0 | 0 | 0 | 0.975
970 | 0 | 0 | 0 | 0 | 0 | 0.975
971 | 0 | 0 | 0 | 0 | 0 | 0.975
972 | 0 | 0 | 0 | 0 | 0 | 0.975
973 | 0 | 0 | 0 | 0 | 0 | 0.975
974 | 0 | 0 | 0 | 0 | 0 | 0.975
975 | 0 | 0 | 0 | 0 | 0 | 0.975
976 | 0 | 0 | 0 | 0 | 0 | 0.975
977 | 0 | 0 | 0 | 0 | 0 | 0.975
978 | 0 | 0 | 0 | 0 | 0 | 0.975
979 | 0 | 0 | 0 | 0 | 0 | 0.975
980 | 0 | 0 | 0 | 0 | 0 | 0.975
981 | 0 | 0 | 0 | 0 | 0 | 0.975
982 | 0 | 0 | 0 | 0 | 0 | 0.975
983 | 0 | 0 | 0 | 0 | 0 | 0.975
984 | 0 | 0 | 0 | 0 | 0 | 0.975
985 | 0 | 0 | 0 | 0 | 0 | 0.975
986 | 0 | 0 | 0 | 0 | 0 | 0.975
987 | 0 | 0 | 0 | 0 | 0 | 0.975
988 | 0 | 0 | 0 | 0 | 0 | 0.975
989 | 0 | 0 | 0 | 0 | 0 | 0.975
990 | 0 | 0 | 0 | 0 | 0 | 0.975
991 | 0 | 0 | 0 | 0 | 0 | 0.975
992 | 0 | 0 | 0 | 0 | 0 | 0.975
993 | 0 | 0 | 0 | 0 | 0 | 0.975
994 | 0 | 0 | 0 | 0 | 0 | 0.975
995 | 0 | 0 | 0 | 0 | 0 | 0.975
996 | 0 | 0 | 0 | 0 | 0 | 0.975
997 | 0 | 0 | 0 | 0 | 0 | 0.975
998 | 0 | 0 | 0 | 0 | 0 | 0.975
999 | 0 | 0 | 0 | 0 | 0 | 0.975
1000 | 0 | 0 | 0 | 0 | 0 | 0.975
1001 | 0 | 0 | 0 | 0 | 0 | 0.975
1002 | 0 | 0 | 0 | 0 | 0 | 0.975
1003 | 0 | 0 | 0 | 0 | 0 | 0.975
1004 | 0 | 0 | 0 | 0 | 0 | 0.975
1005 | 0 | 0 | 0 | 0 | 0 | 0.975
1006 | 0 | 0 | 0 | 0 | 0 | 0.975
1007 | 0 | 0 | 0 | 0 | 0 | 0.975
1008 | 0 | 0 | 0 | 0 | 0 | 0.975
1009 | 0 | 0 | 0 | 0 | 0 | 0.975
1010 | 0 | 0 | 0 | 0 | 0 | 0.975
1011 | 0 | 0 | 0 | 0 | 0 | 0.975
1012 | 0 | 0 | 0 | 0 | 0 | 0.975
1013 | 0 | 0 | 0 | 0 | 0 | 0.975
1014 | 0 | 0 | 0 | 0 | 0 | 0.975
1015 | 0 | 0 | 0 | 0 | 0 | 0.975
1016 | 0 | 0 | 0 | 0 | 0 | 0.975
1017 | 0 | 0 | 0 | 0 | 0 | 0.975
1018 | 0 | 0 | 0 | 0 | 0 | 0.975
1019 | 0 | 0 | 0 | 0 | 0 | 0.975
1020 | 0 | 0 | 0 | 0 | 0 | 0.975
1021 | 0 | 0 | 0 | 0 | 0 | 0.975
1022 | 0 | 0 | 0 | 0 | 0 | 0.975
1023 | 0 | 0 | 0 | 0 | 0 | 0.975
1024 | 0 | 0 | 0 | 0 | 0 | 0.975
1025 | 0 | 0 | 0 | 0 | 0 | 0.975
1026 | 0 | 0 | 0 | 0 | 0 | 0.975
1027 | 0 | 0 | 0 | 0 | 0 | 0.975
1028 | 0 | 0 | 0 | 0 | 0 | 0.975
1029 | 0 | 0 | 0 | 0 | 0 | 0.975
1030 | 0 | 0 | 0 | 0 | 0 | 0.975
1031 | 0 | 0 | 0 | 0 | 0 | 0.975
1032 | 0 | 0 | 0 | 0 | 0 | 0.975
1033 | 0 | 0 | 0 | 0 | 0 | 0.975
1034 | 0 | 0 | 0 | 0 | 0 | 0.975
1035 | 0 | 0 | 0 | 0 | 0 | 0.975
1036 | 0 | 0 | 0 | 0 | 0 | 0.975
1037 | 0 | 0 | 0 | 0 | 0 | 0.975
1038 | 0 | 0 | 0 | 0 | 0 | 0.975
1039 | 0 | 0 | 0 | 0 | 0 | 0.975
1040 | 0 | 0 | 0 | 0 | 0 | 0.975
1041 | 0 | 0 | 0 | 0 | 0 | 0.975
1042 | 0 | 0 | 0 | 0 | 0 | 0.975
1043 | 0 | 0 | 0 | 0 | 0 | 0.975
1044 | 0 | 0 | 0 | 0 | 0 | 0.975
1045 | 0 | 0 | 0 | 0 | 0 | 0.975
1046 | 0 | 0 | 0 | 0 | 0 | 0.975
1047 | 0 | 0 | 0 | 0 | 0 | 0.975
1048 | 0 | 0 | 0 | 0 | 0 | 0.975
1049 | 0 | 0 | 0 | 0 | 0 | 0.975
1050 | 0 | 0 | 0 | 0 | 0 | 0.975
1051 | 0 | 0 | 0 | 0 | 0 | 0.975
1052 | 0 | 0 | 0 | 0 | 0 | 0.975
1053 | 0 | 0 | 0 | 0 | 0 | 0.975
1054 | 0 | 0 | 0 | 0 | 0 | 0.975
1055 | 0 | 0 | 0 | 0 | 0 | 0.975
1056 | 0 | 0 | 0 | 0 | 0 | 0.975
1057 | 0 | 0 | 0 | 0 | 0 | 0.975
1058 | 0 | 0 | 0 | 0 | 0 | 0.975
1059 | 0 | 0 | 0 | 0 | 0 | 0.975
1060 | 0 | 0 | 0 | 0 | 0 | 0.975
1061 | 0 | 0 | 0 | 0 | 0 | 0.975
1062 | 0 | 0 | 0 | 0 | 0 | 0.975
1063 | 0 | 0 | 0 | 0 | 0 | 0.975
1064 | 0 | 0 | 0 | 0 | 0 | 0.975
1065 | 0 | 0 | 0 | 0 | 0 | 0.975
1066 | 0 | 0 | 0 | 0 | 0 | 0.975
1067 | 0 | 0 | 0 | 0 | 0 | 0.975
1068 | 0 | 0 | 0 | 0 | 0 | 0.975
1069 | 0 | 0 | 0 | 0 | 0 | 0.975
1070 | 0 | 0 | 0 | 0 | 0 | 0
1071 | 0 | 0 | 0 | 0 | 0 | 0
1072 | 0 | 0 | 0 | 0 | 0 | 0
1073 | 0 | 0 | 0 | 0 | 0 | 0
1074 | 0 | 0 | 0 | 0 | 0 | 0
1075 | 0 | 0 | 0 | 0 | 0 | 0
1076 | 0 | 0 | 0 | 0 | 0 | 0
1077 | 0 | 0 | 0 | 0 | 0 | 0
1078 | 0 | 0 | 0 | 0 | 0 | 0
1079 | 0 | 0 | 0 | 0 | 0 | 0
1080 | 0 | 0 | 0 | 0 | 0 | 0
1081 | 0 | 0 | 0 | 0 | 0 | 0
1082 | 0 | 0 | 0 | 0 | 0 | 0
1083 | 0 | 0 | 0 | 0 | 0 | 0
1084 | 0 | 0 | 0 | 0 | 0 | 0
1085 | 0 | 0 | 0 | 0 | 0 | 0
1086 | 0 | 0 | 0 | 0 | 0 | 0
1087 | 0 | 0 | 0 | 0 | 0 | 0
1088 | 0 | 0 | 0 | 0 | 0 | 0
1089 | 0 | 0 | 0 | 0 | 0 | 0
1090 | 0 | 0 | 0 | 0 | 0 | 0
1091 | 0 | 0 | 0 | 0 | 0 | 0
1092 | 0 | 0 | 0 | 0 | 0 | 0
1093 | 0 | 0 | 0 | 0 | 0 | 0
1094 | 0 | 0 | 0 | 0 | 0 | 0
1095 | 0 | 0 | 0 | 0 | 0 | 0
1096 | 0 | 0 | 0 | 0 | 0 | 0
1097 | 0 | 0 | 0 | 0 | 0 | 0
1098 | 0 | 0 | 0 | 0 | 0 | 0
1099 | 0 | 0 | 0 | 0 | 0 | 0
1100 | 0 | 0 | 0 | 0 | 0 | 0
1101 | 0 | 0 | 0 | 0 | 0 | 0
1102 | 0 | 0 | 0 | 0 | 0 | 0
1103 | 0 | 0 | 0 | 0 | 0 | 0
1104 | 0 | 0 | 0 | 0 | 0 | 0
1105 | 0 | 0 | 0 | 0 | 0 | 0
1106 | 0 | 0 | 0 | 0 | 0 | 0
1107 | 0 | 0 | 0 | 0 | 0 | 0
1108 | 0 | 0 | 0 | 0 | 0 | 0
1109 | 0 | 0 | 0 | 0 | 0 | 0
1110 | 0 | 0 | 0 | 0 | 0 | 0
1111 | 0 | 0 | 0 | 0 | 0 | 0
1112 | 0 | 0 | 0 | 0 | 0 | 0
1113 | 0 | 0 | 0 | 0 | 0 | 0
1114 | 0 | 0 | 0 | 0 | 0 | 0
1115 | 0 | 0 | 0 | 0 | 0 | 0
1116 | 0 | 0 | 0 | 0 | 0 | 0
1117 | 0 | 0 | 0 | 0 | 0 | 0
1118 | 0 | 0 | 0 | 0 | 0 | 0
1119 | 0 | 0 | 0 | 0 | 0 | 0
1120 | 0 | 0 | 0 | 0 | 0 | 0
1121 | 0 | 0 | 0 | 0 | 0 | 0
1122 | 0 | 0 | 0 | 0 | 0 | 0
1123 | 0 | 0 | 0 | 0 | 0 | 0
1124 | 0 | 0 | 0 | 0 | 0 | 0
1125 | 0 | 0 | 0 | 0 | 0 | 0
1126 | 0 | 0 | 0 | 0 | 0 | 0
1127 | 0 | 0 | 0 | 0 | 0 | 0
1128 | 0 | 0 | 0 | 0 | 0 | 0
1129 | 0 | 0 | 0 | 0 | 0 | 0
1130 | 0 | 0 | 0 | 0 | 0 | 0
1131 | 0 | 0 | 0 | 0 | 0 | 0
1132 | 0 | 0 | 0 | 0 | 0 | 0
1133 | 0 | 0 | 0 | 0 | 0 | 0
1134 | 0 | 0 | 0 | 0 | 0 | 0
1135 | 0 | 0 | 0 | 0 | 0 | 0
1136 | 0 | 0 | 0 | 0 | 0 | 0
1137 | 0 | 0 | 0 | 0 | 0 | 0
1138 | 0 | 0 | 0 | 0 | 0 | 0
1139 | 0 | 0 | 0 | 0 | 0 | 0
1140 | 0 | 0 | 0 | 0 | 0 | 0
1141 | 0 | 0 | 0 | 0 | 0 | 0
1142 | 0 | 0 | 0 | 0 | 0 | 0
1143 | 0 | 0 | 0 | 0 | 0 | 0
1144 | 0 | 0 | 0 | 0 | 0 | 0
1145 | 0 | 0 | 0 | 0 | 0 | 0
1146 | 0 | 0 | 0 | 0 | 0 | 0
1147 | 0 | 0 | 0 | 0 | 0 | 0
1148 | 0 | 0 | 0 | 0 | 0 | 0
1149 | 0 | 0 | 0 | 0 | 0 | 0
1150 | 0 | 0 | 0 | 0 | 0 | 0
1151 | 0 | 0 | 0 | 0 | 0 | 0
1152 | 0 | 0 | 0 | 0 | 0 | 0
1153 | 0 | 0 | 0 | 0 | 0 | 0
1154 | 0 | 0 | 0 | 0 | 0 | 0
1155 | 0 | 0 | 0 | 0 | 0 | 0
1156 | 0 | 0 | 0 | 0 | 0 | 0
1157 | 0 | 0 | 0 | 0 | 0 | 0
1158 | 0 | 0 | 0 | 0 | 0 | 0
1159 | 0 | 0 | 0 | 0 | 0 | 0
1160 | 0 | 0 | 0 | 0 | 0 | 0
1161 | 0 | 0 | 0 | 0 | 0 | 0
1162 | 0 | 0 | 0 | 0 | 0 | 0
1163 | 0 | 0 | 0 | 0 | 0 | 0
1164 | 0 | 0 | 0 | 0 | 0 | 0
1165 | 0 | 0 | 0 | 0 | 0 | 0
1166 | 0 | 0 | 0 | 0 | 0 | 0
1167 | 0 | 0 | 0 | 0 | 0 | 0
1168 | 0 | 0 | 0 | 0 | 0 | 0
1169 | 0 | 0 | 0 | 0 | 0 | 0
1170 | 0 | 0 | 0 | 0 | 0 | 0
1171 | 0 | 0 | 0 | 0 | 0 | 0
1172 | 0 | 0 | 0 | 0 | 0 | 0
1173 | 0 | 0 | 0 | 0 | 0 | 0
1174 | 0 | 0 | 0 | 0 | 0 | 0
1175 | 0 | 0 | 0 | 0 | 0 | 0
1176 | 0 | 0 | 0 | 0 | 0 | 0
1177 | 0 | 0 | 0 | 0 | 0 | 0
1178 | 0 | 0 | 0 | 0 | 0 | 0
1179 | 0 | 0 | 0 | 0 | 0 | 0
1180 | 0 | 0 | 0 | 0 | 0 | 0
1181 | 0 | 0 | 0 | 0 | 0 | 0
1182 | 0 | 0 | 0 | 0 | 0 | 0
1183 | 0 | 0 | 0 | 0 | 0 | 0
1184 | 0 | 0 | 0 | 0 | 0 | 0
1185 | 0 | 0 | 0 | 0 | 0 | 0
1186 | 0 | 0 | 0 | 0 | 0 | 0
1187 | 0 | 0 | 0 | 0 | 0 | 0
1188 | 0 | 0 | 0 | 0 | 0 | 0
1189 | 0 | 0 | 0 | 0 | 0 | 0
1190 | 0 | 0 | 0 | 0 | 0 | 0
1191 | 0 | 0 | 0 | 0 | 0 | 0
1192 | 0 | 0 | 0 | 0 | 0 | 0
1193 | 0 | 0 | 0 | 0 | 0 | 0
1194 | 0 | 0 | 0 | 0 | 0 | 0
1195 | 0 | 0 | 0 | 0 | 0 | 0
1196 | 0 | 0 | 0 | 0 | 0 | 0
1197 | 0 | 0 | 0 | 0 | 0 | 0
1198 | 0 | 0 | 0 | 0 | 0 | 0
1199 | 0 | 0 | 0 | 0 | 0 | 0
1200 | 0 | 0 | 0 | 0 | 0 | 0

## CCD QE specifications
LCA-18-B
CCD QE template |  | Specification template assumes stepwise QE values |  | CCD Specifications in LCA-128
Wavelength (nm) | Throughput | Wavelength | min transmittance |  | QE | lower | upper
300 | 0.41 | 300 | 0.41 | u | 0.41 | 321 | 391
301 | 0.41 | 391 | 0.41 | g | 0.78 | 402 | 552
302 | 0.41 | 402 | 0.78 | r | 0.83 | 552 | 691
303 | 0.41 | 552 | 0.78 | i | 0.82 | 691 | 818
304 | 0.41 | 552 | 0.83 | z | 0.75 | 818 | 922
305 | 0.41 | 691 | 0.83 | y | 0.21 | 930 | 1070
306 | 0.41 | 691 | 0.82
307 | 0.41 | 818 | 0.82
308 | 0.41 | 818 | 0.75
309 | 0.41 | 922 | 0.75
310 | 0.41 | 930 | 0.21
311 | 0.41 | 1070 | 0.21
312 | 0.41 | 1070 | 0
313 | 0.41 | 1201 | 0
314 | 0.41
315 | 0.41
316 | 0.41
317 | 0.41 |  |  | Allocation per band
318 | 0.41 |  |  | u | g | r | i | z | y
319 | 0.41 |  |  | 0.45581 | 0.76203 | 0.82465 | 0.81386 | 0.70445 | 0.22803
320 | 0.41
321 | 0.41
322 | 0.41
323 | 0.41
324 | 0.41
325 | 0.41
326 | 0.41
327 | 0.41
328 | 0.41
329 | 0.41
330 | 0.41
331 | 0.41
332 | 0.41
333 | 0.41
334 | 0.41
335 | 0.41
336 | 0.41
337 | 0.41
338 | 0.41
339 | 0.41
340 | 0.41
341 | 0.41
342 | 0.41
343 | 0.41
344 | 0.41
345 | 0.41
346 | 0.41
347 | 0.41
348 | 0.41
349 | 0.41
350 | 0.41
351 | 0.41
352 | 0.41
353 | 0.41
354 | 0.41
355 | 0.41
356 | 0.41
357 | 0.41
358 | 0.41
359 | 0.41
360 | 0.41
361 | 0.41
362 | 0.41
363 | 0.41
364 | 0.41
365 | 0.41
366 | 0.41
367 | 0.41
368 | 0.41
369 | 0.41
370 | 0.41
371 | 0.41
372 | 0.41
373 | 0.41
374 | 0.41
375 | 0.41
376 | 0.41
377 | 0.41
378 | 0.41
379 | 0.41
380 | 0.41
381 | 0.41
382 | 0.41
383 | 0.41
384 | 0.41
385 | 0.41
386 | 0.41
387 | 0.41
388 | 0.41
389 | 0.41
390 | 0.41
391 | 0.41
392 | 0.44364
393 | 0.47727
394 | 0.51091
395 | 0.54455
396 | 0.57818
397 | 0.61182
398 | 0.64545
399 | 0.67909
400 | 0.71273
401 | 0.74636
402 | 0.78
403 | 0.78
404 | 0.78
405 | 0.78
406 | 0.78
407 | 0.78
408 | 0.78
409 | 0.78
410 | 0.78
411 | 0.78
412 | 0.78
413 | 0.78
414 | 0.78
415 | 0.78
416 | 0.78
417 | 0.78
418 | 0.78
419 | 0.78
420 | 0.78
421 | 0.78
422 | 0.78
423 | 0.78
424 | 0.78
425 | 0.78
426 | 0.78
427 | 0.78
428 | 0.78
429 | 0.78
430 | 0.78
431 | 0.78
432 | 0.78
433 | 0.78
434 | 0.78
435 | 0.78
436 | 0.78
437 | 0.78
438 | 0.78
439 | 0.78
440 | 0.78
441 | 0.78
442 | 0.78
443 | 0.78
444 | 0.78
445 | 0.78
446 | 0.78
447 | 0.78
448 | 0.78
449 | 0.78
450 | 0.78
451 | 0.78
452 | 0.78
453 | 0.78
454 | 0.78
455 | 0.78
456 | 0.78
457 | 0.78
458 | 0.78
459 | 0.78
460 | 0.78
461 | 0.78
462 | 0.78
463 | 0.78
464 | 0.78
465 | 0.78
466 | 0.78
467 | 0.78
468 | 0.78
469 | 0.78
470 | 0.78
471 | 0.78
472 | 0.78
473 | 0.78
474 | 0.78
475 | 0.78
476 | 0.78
477 | 0.78
478 | 0.78
479 | 0.78
480 | 0.78
481 | 0.78
482 | 0.78
483 | 0.78
484 | 0.78
485 | 0.78
486 | 0.78
487 | 0.78
488 | 0.78
489 | 0.78
490 | 0.78
491 | 0.78
492 | 0.78
493 | 0.78
494 | 0.78
495 | 0.78
496 | 0.78
497 | 0.78
498 | 0.78
499 | 0.78
500 | 0.78
501 | 0.78
502 | 0.78
503 | 0.78
504 | 0.78
505 | 0.78
506 | 0.78
507 | 0.78
508 | 0.78
509 | 0.78
510 | 0.78
511 | 0.78
512 | 0.78
513 | 0.78
514 | 0.78
515 | 0.78
516 | 0.78
517 | 0.78
518 | 0.78
519 | 0.78
520 | 0.78
521 | 0.78
522 | 0.78
523 | 0.78
524 | 0.78
525 | 0.78
526 | 0.78
527 | 0.78
528 | 0.78
529 | 0.78
530 | 0.78
531 | 0.78
532 | 0.78
533 | 0.78
534 | 0.78
535 | 0.78
536 | 0.78
537 | 0.78
538 | 0.78
539 | 0.78
540 | 0.78
541 | 0.78
542 | 0.78
543 | 0.78
544 | 0.78
545 | 0.78
546 | 0.78
547 | 0.78
548 | 0.78
549 | 0.78
550 | 0.78
551 | 0.78
552 | 0.83
553 | 0.83
554 | 0.83
555 | 0.83
556 | 0.83
557 | 0.83
558 | 0.83
559 | 0.83
560 | 0.83
561 | 0.83
562 | 0.83
563 | 0.83
564 | 0.83
565 | 0.83
566 | 0.83
567 | 0.83
568 | 0.83
569 | 0.83
570 | 0.83
571 | 0.83
572 | 0.83
573 | 0.83
574 | 0.83
575 | 0.83
576 | 0.83
577 | 0.83
578 | 0.83
579 | 0.83
580 | 0.83
581 | 0.83
582 | 0.83
583 | 0.83
584 | 0.83
585 | 0.83
586 | 0.83
587 | 0.83
588 | 0.83
589 | 0.83
590 | 0.83
591 | 0.83
592 | 0.83
593 | 0.83
594 | 0.83
595 | 0.83
596 | 0.83
597 | 0.83
598 | 0.83
599 | 0.83
600 | 0.83
601 | 0.83
602 | 0.83
603 | 0.83
604 | 0.83
605 | 0.83
606 | 0.83
607 | 0.83
608 | 0.83
609 | 0.83
610 | 0.83
611 | 0.83
612 | 0.83
613 | 0.83
614 | 0.83
615 | 0.83
616 | 0.83
617 | 0.83
618 | 0.83
619 | 0.83
620 | 0.83
621 | 0.83
622 | 0.83
623 | 0.83
624 | 0.83
625 | 0.83
626 | 0.83
627 | 0.83
628 | 0.83
629 | 0.83
630 | 0.83
631 | 0.83
632 | 0.83
633 | 0.83
634 | 0.83
635 | 0.83
636 | 0.83
637 | 0.83
638 | 0.83
639 | 0.83
640 | 0.83
641 | 0.83
642 | 0.83
643 | 0.83
644 | 0.83
645 | 0.83
646 | 0.83
647 | 0.83
648 | 0.83
649 | 0.83
650 | 0.83
651 | 0.83
652 | 0.83
653 | 0.83
654 | 0.83
655 | 0.83
656 | 0.83
657 | 0.83
658 | 0.83
659 | 0.83
660 | 0.83
661 | 0.83
662 | 0.83
663 | 0.83
664 | 0.83
665 | 0.83
666 | 0.83
667 | 0.83
668 | 0.83
669 | 0.83
670 | 0.83
671 | 0.83
672 | 0.83
673 | 0.83
674 | 0.83
675 | 0.83
676 | 0.83
677 | 0.83
678 | 0.83
679 | 0.83
680 | 0.83
681 | 0.83
682 | 0.83
683 | 0.83
684 | 0.83
685 | 0.83
686 | 0.83
687 | 0.83
688 | 0.83
689 | 0.83
690 | 0.83
691 | 0.82
692 | 0.82
693 | 0.82
694 | 0.82
695 | 0.82
696 | 0.82
697 | 0.82
698 | 0.82
699 | 0.82
700 | 0.82
701 | 0.82
702 | 0.82
703 | 0.82
704 | 0.82
705 | 0.82
706 | 0.82
707 | 0.82
708 | 0.82
709 | 0.82
710 | 0.82
711 | 0.82
712 | 0.82
713 | 0.82
714 | 0.82
715 | 0.82
716 | 0.82
717 | 0.82
718 | 0.82
719 | 0.82
720 | 0.82
721 | 0.82
722 | 0.82
723 | 0.82
724 | 0.82
725 | 0.82
726 | 0.82
727 | 0.82
728 | 0.82
729 | 0.82
730 | 0.82
731 | 0.82
732 | 0.82
733 | 0.82
734 | 0.82
735 | 0.82
736 | 0.82
737 | 0.82
738 | 0.82
739 | 0.82
740 | 0.82
741 | 0.82
742 | 0.82
743 | 0.82
744 | 0.82
745 | 0.82
746 | 0.82
747 | 0.82
748 | 0.82
749 | 0.82
750 | 0.82
751 | 0.82
752 | 0.82
753 | 0.82
754 | 0.82
755 | 0.82
756 | 0.82
757 | 0.82
758 | 0.82
759 | 0.82
760 | 0.82
761 | 0.82
762 | 0.82
763 | 0.82
764 | 0.82
765 | 0.82
766 | 0.82
767 | 0.82
768 | 0.82
769 | 0.82
770 | 0.82
771 | 0.82
772 | 0.82
773 | 0.82
774 | 0.82
775 | 0.82
776 | 0.82
777 | 0.82
778 | 0.82
779 | 0.82
780 | 0.82
781 | 0.82
782 | 0.82
783 | 0.82
784 | 0.82
785 | 0.82
786 | 0.82
787 | 0.82
788 | 0.82
789 | 0.82
790 | 0.82
791 | 0.82
792 | 0.82
793 | 0.82
794 | 0.82
795 | 0.82
796 | 0.82
797 | 0.82
798 | 0.82
799 | 0.82
800 | 0.82
801 | 0.82
802 | 0.82
803 | 0.82
804 | 0.82
805 | 0.82
806 | 0.82
807 | 0.82
808 | 0.82
809 | 0.82
810 | 0.82
811 | 0.82
812 | 0.82
813 | 0.82
814 | 0.82
815 | 0.82
816 | 0.82
817 | 0.82
818 | 0.75
819 | 0.75
820 | 0.75
821 | 0.75
822 | 0.75
823 | 0.75
824 | 0.75
825 | 0.75
826 | 0.75
827 | 0.75
828 | 0.75
829 | 0.75
830 | 0.75
831 | 0.75
832 | 0.75
833 | 0.75
834 | 0.75
835 | 0.75
836 | 0.75
837 | 0.75
838 | 0.75
839 | 0.75
840 | 0.75
841 | 0.75
842 | 0.75
843 | 0.75
844 | 0.75
845 | 0.75
846 | 0.75
847 | 0.75
848 | 0.75
849 | 0.75
850 | 0.75
851 | 0.75
852 | 0.75
853 | 0.75
854 | 0.75
855 | 0.75
856 | 0.75
857 | 0.75
858 | 0.75
859 | 0.75
860 | 0.75
861 | 0.75
862 | 0.75
863 | 0.75
864 | 0.75
865 | 0.75
866 | 0.75
867 | 0.75
868 | 0.75
869 | 0.75
870 | 0.75
871 | 0.75
872 | 0.75
873 | 0.75
874 | 0.75
875 | 0.75
876 | 0.75
877 | 0.75
878 | 0.75
879 | 0.75
880 | 0.75
881 | 0.75
882 | 0.75
883 | 0.75
884 | 0.75
885 | 0.75
886 | 0.75
887 | 0.75
888 | 0.75
889 | 0.75
890 | 0.75
891 | 0.75
892 | 0.75
893 | 0.75
894 | 0.75
895 | 0.75
896 | 0.75
897 | 0.75
898 | 0.75
899 | 0.75
900 | 0.75
901 | 0.75
902 | 0.75
903 | 0.75
904 | 0.75
905 | 0.75
906 | 0.75
907 | 0.75
908 | 0.75
909 | 0.75
910 | 0.75
911 | 0.75
912 | 0.75
913 | 0.75
914 | 0.75
915 | 0.75
916 | 0.75
917 | 0.75
918 | 0.75
919 | 0.75
920 | 0.75
921 | 0.75
922 | 0.75
923 | 0.6825
924 | 0.615
925 | 0.5475
926 | 0.48
927 | 0.4125
928 | 0.345
929 | 0.2775
930 | 0.21
931 | 0.21
932 | 0.21
933 | 0.21
934 | 0.21
935 | 0.21
936 | 0.21
937 | 0.21
938 | 0.21
939 | 0.21
940 | 0.21
941 | 0.21
942 | 0.21
943 | 0.21
944 | 0.21
945 | 0.21
946 | 0.21
947 | 0.21
948 | 0.21
949 | 0.21
950 | 0.21
951 | 0.21
952 | 0.21
953 | 0.21
954 | 0.21
955 | 0.21
956 | 0.21
957 | 0.21
958 | 0.21
959 | 0.21
960 | 0.21
961 | 0.21
962 | 0.21
963 | 0.21
964 | 0.21
965 | 0.21
966 | 0.21
967 | 0.21
968 | 0.21
969 | 0.21
970 | 0.21
971 | 0.21
972 | 0.21
973 | 0.21
974 | 0.21
975 | 0.21
976 | 0.21
977 | 0.21
978 | 0.21
979 | 0.21
980 | 0.21
981 | 0.21
982 | 0.21
983 | 0.21
984 | 0.21
985 | 0.21
986 | 0.21
987 | 0.21
988 | 0.21
989 | 0.21
990 | 0.21
991 | 0.21
992 | 0.21
993 | 0.21
994 | 0.21
995 | 0.21
996 | 0.21
997 | 0.21
998 | 0.21
999 | 0.21
1000 | 0.21
1001 | 0.21
1002 | 0.21
1003 | 0.21
1004 | 0.21
1005 | 0.21
1006 | 0.21
1007 | 0.21
1008 | 0.21
1009 | 0.21
1010 | 0.21
1011 | 0.21
1012 | 0.21
1013 | 0.21
1014 | 0.21
1015 | 0.21
1016 | 0.21
1017 | 0.21
1018 | 0.21
1019 | 0.21
1020 | 0.21
1021 | 0.21
1022 | 0.21
1023 | 0.21
1024 | 0.21
1025 | 0.21
1026 | 0.21
1027 | 0.21
1028 | 0.21
1029 | 0.21
1030 | 0.21
1031 | 0.21
1032 | 0.21
1033 | 0.21
1034 | 0.21
1035 | 0.21
1036 | 0.21
1037 | 0.21
1038 | 0.21
1039 | 0.21
1040 | 0.21
1041 | 0.21
1042 | 0.21
1043 | 0.21
1044 | 0.21
1045 | 0.21
1046 | 0.21
1047 | 0.21
1048 | 0.21
1049 | 0.21
1050 | 0.21
1051 | 0.21
1052 | 0.21
1053 | 0.21
1054 | 0.21
1055 | 0.21
1056 | 0.21
1057 | 0.21
1058 | 0.21
1059 | 0.21
1060 | 0.21
1061 | 0.21
1062 | 0.21
1063 | 0.21
1064 | 0.21
1065 | 0.21
1066 | 0.21
1067 | 0.21
1068 | 0.21
1069 | 0.21
1070 | 0
1071 | 0
1072 | 0
1073 | 0
1074 | 0
1075 | 0
1076 | 0
1077 | 0
1078 | 0
1079 | 0
1080 | 0
1081 | 0
1082 | 0
1083 | 0
1084 | 0
1085 | 0
1086 | 0
1087 | 0
1088 | 0
1089 | 0
1090 | 0
1091 | 0
1092 | 0
1093 | 0
1094 | 0
1095 | 0
1096 | 0
1097 | 0
1098 | 0
1099 | 0
1100 | 0
1101 | 0
1102 | 0
1103 | 0
1104 | 0
1105 | 0
1106 | 0
1107 | 0
1108 | 0
1109 | 0
1110 | 0
1111 | 0
1112 | 0
1113 | 0
1114 | 0
1115 | 0
1116 | 0
1117 | 0
1118 | 0
1119 | 0
1120 | 0
1121 | 0
1122 | 0
1123 | 0
1124 | 0
1125 | 0
1126 | 0
1127 | 0
1128 | 0
1129 | 0
1130 | 0
1131 | 0
1132 | 0
1133 | 0
1134 | 0
1135 | 0
1136 | 0
1137 | 0
1138 | 0
1139 | 0
1140 | 0
1141 | 0
1142 | 0
1143 | 0
1144 | 0
1145 | 0
1146 | 0
1147 | 0
1148 | 0
1149 | 0
1150 | 0
1151 | 0
1152 | 0
1153 | 0
1154 | 0
1155 | 0
1156 | 0
1157 | 0
1158 | 0
1159 | 0
1160 | 0
1161 | 0
1162 | 0
1163 | 0
1164 | 0
1165 | 0
1166 | 0
1167 | 0
1168 | 0
1169 | 0
1170 | 0
1171 | 0
1172 | 0
1173 | 0
1174 | 0
1175 | 0
1176 | 0
1177 | 0
1178 | 0
1179 | 0
1180 | 0
1181 | 0
1182 | 0
1183 | 0
1184 | 0
1185 | 0
1186 | 0
1187 | 0
1188 | 0
1189 | 0
1190 | 0
1191 | 0
1192 | 0
1193 | 0
1194 | 0
1195 | 0
1196 | 0
1197 | 0
1198 | 0
1199 | 0
1200 | 0

## Throughput Definition
LCA-18-B
Band definition for integration (upper envelope zero points)
| u | g | r | i | z | y
| 305 | 386 | 537 | 676 | 803 | 908
| 409 | 567 | 706 | 833 | 939 | 1100

## estimated contamination losses
LCA-18-B
| optic surface | current LCA-18 | prop. base level PAC 0.15% | eff. class | eff. ori | quality | PAC/year | cleaning period | mission average PAC | mission average thruput |  | optic surface | current LCA-18 | prop. base level PAC 0.15% | eff. class | eff. ori | quality | PAC/year | cleaning period | mission average PAC | mission average thruput
[8 empty] | (days) | [10 empty] | (days)
| L1-S1 | 0.9996 | 0.9985 | 100000 | 135 | nom | 0.0032789 | 7 | 0.0015314 | 0.99847 |  | L1-S1 | 0.9996 | 0.9985 | 100000 | 135 | nom | 0.0032789 | 7 | 0.0015314 | 0.99847 | contamination losses used assumed for this LCA-18 draft
| L1-S2 | 0.9974 | 0.9985 | 10000 | 45 | nom | 0.014368 | 730 | 0.015868 | 0.98413 |  | L1-S2 | 0.9974 | 0.9985 | 10000 | 45 | nom | 0.014368 | 3650 | 0.07334 | 0.92666
| L2-S1 | 0.9999 | 0.9985 | 10000 | 135 | nom | 0.00055369 | 730 | 0.0020537 | 0.99795 |  | L2-S1 | 0.9999 | 0.9985 | 10000 | 135 | nom | 0.00055369 | 3650 | 0.0042684 | 0.99573
| L2-S2 | 0.9847 | 0.9985 | 10000 | 45 | nom | 0.014368 | 730 | 0.015868 | 0.98413 |  | L2-S2 | 0.9847 | 0.9985 | 10000 | 45 | nom | 0.014368 | 365 | 0.008684 | 0.99132
| FLT-S1 | 0.9954 | 0.9985 | 10000 | 80 | nom | 0.0042073 | 730 | 0.0057073 | 0.99429 |  | FLT-S1 | 0.9954 | 0.9985 | 10000 | 80 | nom | 0.0042073 | 365 | 0.0036036 | 0.9964
| FLT-S2 | 0.9926 | 0.9985 | 10000 | 67 | nom | 0.0069352 | 730 | 0.0084352 | 0.99156 |  | FLT-S2 | 0.9926 | 0.9985 | 10000 | 67 | nom | 0.0069352 | 365 | 0.0049676 | 0.99503
| L3-S1 | 0.9994 | 0.9985 | 10000 | 135 | nom | 0.00055369 | 730 | 0.0020537 | 0.99795 |  | L3-S1 | 0.9994 | 0.9985 | 10000 | 135 | nom | 0.00055369 | 365 | 0.0017768 | 0.99822
| L3-S2 | 0.99 |  |  |  | vac | 0 |  |  | 0.99 |  | L3-S2 | 0.99 |  |  |  | vac | 0 |  |  | 0.99
| DET | 0.994 |  |  |  | vac | 0 |  |  | 0.994 |  | DET | 0.994 |  |  |  | vac | 0 |  |  | 0.994
|  | 0.95387 | 0.98955 | [6 empty] | 0.93436 |  |  | 0.95387 | 0.98955 | [6 empty] | 0.88946
| optic surface | current LCA-18 | prop. base level PAC 0.15% | eff. class | eff. ori | quality | PAC/year | cleaning period | mission average PAC | mission average thruput |  | optic surface | current LCA-18 | prop. base level PAC 0.15% | eff. class | eff. ori | quality | PAC/year | cleaning period | mission average PAC | mission average thruput
[8 empty] | (days) | [10 empty] | (days)
| L1-S1 | 0.9996 | 0.9985 | 100000 | 135 | nom | 0.0032789 | 7 | 0.0015314 | 0.99847 |  | L1-S1 | 0.9996 | 0.9985 | 100000 | 135 | nom | 0.0032789 | 7 | 0.0015314 | 0.99847
| L1-S2 | 0.9974 | 0.9985 | 1000 | 45 | nom | 0.0024252 | 365 | 0.0027126 | 0.99729 |  | L1-S2 | 0.9974 | 0.9985 | 1000 | 45 | nom | 0.0024252 | 3650 | 0.013626 | 0.98637
| L2-S1 | 0.9999 | 0.9985 | 1000 | 135 | nom | 9.3459e-05 | 365 | 0.0015467 | 0.99845 |  | L2-S1 | 0.9999 | 0.9985 | 1000 | 135 | nom | 9.3459e-05 | 3650 | 0.0019673 | 0.99803
| L2-S2 | 0.9847 | 0.9985 | 1000 | 45 | nom | 0.0024252 | 365 | 0.0027126 | 0.99729 |  | L2-S2 | 0.9847 | 0.9985 | 1000 | 45 | nom | 0.0024252 | 365 | 0.0027126 | 0.99729
| FLT-S1 | 0.9954 | 0.9985 | 1000 | 80 | nom | 0.00071016 | 365 | 0.0018551 | 0.99814 |  | FLT-S1 | 0.9954 | 0.9985 | 1000 | 80 | nom | 0.00071016 | 365 | 0.0018551 | 0.99814
| FLT-S2 | 0.9926 | 0.9985 | 1000 | 67 | nom | 0.0011706 | 365 | 0.0020853 | 0.99791 |  | FLT-S2 | 0.9926 | 0.9985 | 1000 | 67 | nom | 0.0011706 | 365 | 0.0020853 | 0.99791
| L3-S1 | 0.9994 | 0.9985 | 1000 | 135 | nom | 9.3459e-05 | 365 | 0.0015467 | 0.99845 |  | L3-S1 | 0.9994 | 0.9985 | 1000 | 135 | nom | 9.3459e-05 | 365 | 0.0015467 | 0.99845
| L3-S2 | 0.99 |  |  |  | vac | 0 |  |  | 0.99 |  | L3-S2 | 0.99 |  |  |  | vac | 0 |  |  | 0.99
| DET | 0.994 |  |  |  | vac | 0 |  |  | 0.994 |  | DET | 0.994 |  |  |  | vac | 0 |  |  | 0.994
|  | 0.9539 | 0.9895 | [6 empty] | 0.97037 |  |  | 0.9539 | 0.9895 | [6 empty] | 0.95935
|  | (input for above) | 0.15%
|  | original (cleaning between L1 & L2) |  |  |  |  | current (no cleaning between L1 & L2)
|  | BEST PAC | camera interior class | cleaning interval (days) | thruput | rel. current | BEST PAC | camera interior class | cleaning interval (days) | thruput | rel. current
|  | 0.15% | 10000 | 730 | 0.93436 | -1.951% | 0.15% | 10000 | 730 | 0.87784 | -7.603%
|  | 0.1% | 10000 | 730 | 0.93766 | -1.621% | 0.1% | 10000 | 730 | 0.88097 | -7.29%
|  | 0% | 10000 | 730 | 0.94428 | -0.9585% | 0% | 10000 | 730 | 0.88725 | -6.662%
|  | 0.15% | 10000 | 365 | 0.9539 | 0.003453% | 0.15% | 10000 | 365 | 0.88946 | -6.441%
|  | 0.1% | 10000 | 365 | 0.95726 | 0.3394% | 0.1% | 10000 | 365 | 0.89263 | -6.124%
|  | 0% | 10000 | 365 | 0.96401 | 1.014% | 0% | 10000 | 365 | 0.89898 | -5.489%
|  | 0.15% | 1000 | 730 | 0.967 | 1.313% | 0.15% | 1000 | 730 | 0.95724 | 0.3367%
|  | 0.1% | 1000 | 730 | 0.9704 | 1.653% | 0.1% | 1000 | 730 | 0.96061 | 0.6736%
|  | 0% | 1000 | 730 | 0.9772 | 2.333% | 0% | 1000 | 730 | 0.96737 | 1.35%
|  | 0.15% | 1000 | 365 | 0.9704 | 1.653% | 0.15% | 1000 | 365 | 0.95935 | 0.5481%
|  | 0.1% | 1000 | 365 | 0.9738 | 1.993% | 0.1% | 1000 | 365 | 0.96273 | 0.8856%
|  | 0% | 1000 | 365 | 0.9806 | 2.673% | 0% | 1000 | 365 | 0.96951 | 1.564%

## Performance summary design
LCA-18-B
wavelength | band mask | [6 empty] | Nominal filter curves | [6 empty] | L1 glass | L1 BBAR | L2 glass | L2 BBAR | filter glass | [5 empty] | Filter Coating Throughput | [5 empty] | l3 glass | L3 BBAR | CCD QE | CCD Condensible* | Product | [5 empty] | *cap at 100%, use ITL losses with 5nm silicone thickness
| blue side | 305 | 386 | 537 | 676 | 803 | 908 | Nominal 0 | 308 | 389 | 539.5 | 678.5 | 805.5 | 911
| red side | 409 | 567 | 706 | 833 | 939 | 1100 | Nominal Average | 333 | 414 | 564.5 | 703.5 | 830.5 | 936
[8 empty] | Nominal average | 381 | 539.5 | 678.5 | 805.5 | 911 | 1070
[8 empty] | Nominal 0 | 406 | 564.5 | 703.5 | 830.5 | 936 | 1070
|  | u | g | r | i | z | y |  | u | g | r | i | z | y |  |  |  |  | u | g | r | i | z | y | u | g | r | i | z | y |  |  |  |  | u | g | r | i | z | y |  | u | g | r | i | z | y
300 |  | 0 | 0 | 0 | 0 | 0 | 0 |  | 0 | 0 | 0 | 0 | 0 | 0 | 0.98893 | 0.97435 | 0.98867 | 0.96856 | 0.99495 | 0.99592 | 0.9966 | 0.99702 | 0.99727 | 0.99742 | 6.7523e-05 | 8.8994e-07 | 5.4081e-12 | 1.878e-08 | 9.8976e-29 | 9.6266e-12 | 0.991 | 0.96856 | 0.36 | 1 | 2.142e-05 | 2.8258e-07 | 1.7184e-12 | 5.9699e-09 | 3.147e-29 | 3.0613e-12
301 |  | 0 | 0 | 0 | 0 | 0 | 0 |  | 0 | 0 | 0 | 0 | 0 | 0 | 0.98881 | 0.97494 | 0.98855 | 0.96844 | 0.9949 | 0.99588 | 0.99657 | 0.99699 | 0.99724 | 0.99739 | 9.4473e-05 | 9.6786e-07 | 4.4169e-11 | 1.5813e-09 | 3.9219e-28 | 1.2721e-11 | 0.99091 | 0.96844 | 0.3647 | 1 | 3.0359e-05 | 3.1133e-07 | 1.4218e-11 | 5.0921e-10 | 1.2633e-28 | 4.0983e-12
302 |  | 0 | 0 | 0 | 0 | 0 | 0 |  | 0 | 0 | 0 | 0 | 0 | 0 | 0.98869 | 0.97522 | 0.98844 | 0.96801 | 0.99485 | 0.99583 | 0.99653 | 0.99696 | 0.99721 | 0.99736 | 0.00027167 | 1.556e-06 | 1.9631e-10 | 2.1621e-10 | 1.7345e-27 | 1.0698e-11 | 0.99081 | 0.96801 | 0.3694 | 1 | 8.8338e-05 | 5.0646e-07 | 6.3942e-11 | 7.0455e-11 | 5.6535e-28 | 3.4874e-12
303 |  | 0 | 0 | 0 | 0 | 0 | 0 |  | 0 | 0 | 0 | 0 | 0 | 0 | 0.98858 | 0.97523 | 0.98832 | 0.96824 | 0.99479 | 0.99579 | 0.99649 | 0.99692 | 0.99718 | 0.99734 | 0.0016395 | 2.465e-06 | 4.6613e-10 | 2.715e-10 | 6.2584e-27 | 8.305e-12 | 0.99072 | 0.96824 | 0.3741 | 1 | 0.00053997 | 8.1265e-07 | 1.5378e-10 | 8.9609e-11 | 2.0661e-27 | 2.7422e-12
304 |  | 0 | 0 | 0 | 0 | 0 | 0 |  | 0 | 0 | 0 | 0 | 0 | 0 | 0.98846 | 0.97604 | 0.9882 | 0.96766 | 0.99474 | 0.99575 | 0.99646 | 0.99689 | 0.99715 | 0.99731 | 0.0029035 | 2.7142e-06 | 8.7506e-10 | 2.5481e-10 | 1.4273e-24 | 7.5591e-12 | 0.99062 | 0.96766 | 0.37879 | 1 | 0.00096751 | 9.0537e-07 | 2.921e-10 | 8.5092e-11 | 4.7676e-25 | 2.5254e-12
305 |  | 1 | 0 | 0 | 0 | 0 | 0 |  | 0 | 0 | 0 | 0 | 0 | 0 | 0.98835 | 0.97642 | 0.98808 | 0.96823 | 0.99469 | 0.9957 | 0.99642 | 0.99686 | 0.99712 | 0.99728 | 0.0065381 | 1.333e-06 | 9.3915e-10 | 1.6475e-10 | 1.1434e-21 | 2.7112e-12 | 0.99053 | 0.96823 | 0.38349 | 0.99987 | 0.002208 | 4.5064e-07 | 3.1772e-10 | 5.5759e-11 | 3.8709e-22 | 9.1798e-13
306 |  | 1 | 0 | 0 | 0 | 0 | 0 |  | 0 | 0 | 0 | 0 | 0 | 0 | 0.98858 | 0.97754 | 0.98832 | 0.96873 | 0.99479 | 0.99579 | 0.99649 | 0.99692 | 0.99718 | 0.99734 | 0.017579 | 1.1514e-07 | 7.3313e-10 | 3.0331e-10 | 8.223e-20 | 1.1019e-12 | 0.99072 | 0.96873 | 0.38819 | 0.99949 | 0.0060251 | 3.9501e-08 | 2.517e-10 | 1.0418e-10 | 2.8251e-20 | 3.7862e-13
307 |  | 1 | 0 | 0 | 0 | 0 | 0 |  | 0 | 0 | 0 | 0 | 0 | 0 | 0.98881 | 0.97806 | 0.98855 | 0.96893 | 0.9949 | 0.99588 | 0.99657 | 0.99699 | 0.99724 | 0.99739 | 0.047139 | 4.1014e-08 | 2.8857e-10 | 4.2775e-10 | 8.2719e-19 | 8.6205e-13 | 0.99091 | 0.96893 | 0.39289 | 0.99911 | 0.016374 | 1.426e-08 | 1.004e-10 | 1.4889e-10 | 2.88e-19 | 3.0018e-13
308 |  | 1 | 0 | 0 | 0 | 0 | 0 |  | 0 | 0 | 0 | 0 | 0 | 0 | 0.98904 | 0.97797 | 0.98879 | 0.9694 | 0.99501 | 0.99596 | 0.99664 | 0.99705 | 0.99729 | 0.99744 | 0.087905 | 1.9021e-08 | 2.6258e-09 | 5.3712e-10 | 4.2317e-18 | 6.2148e-12 | 0.9911 | 0.9694 | 0.39759 | 0.99874 | 0.030938 | 6.7007e-09 | 9.2564e-10 | 1.8943e-10 | 1.4928e-18 | 2.1926e-12
309 |  | 1 | 0 | 0 | 0 | 0 | 0 |  | 0.04 | 0 | 0 | 0 | 0 | 0 | 0.98927 | 0.97875 | 0.98903 | 0.96995 | 0.99511 | 0.99605 | 0.99671 | 0.99711 | 0.99735 | 0.9975 | 0.14136 | 1.743e-08 | 2.7959e-08 | 1.1967e-10 | 1.2809e-17 | 4.0139e-11 | 0.99128 | 0.96995 | 0.40229 | 0.99838 | 0.050458 | 6.2272e-09 | 9.9956e-09 | 4.2802e-11 | 4.5824e-18 | 1.4362e-11
310 |  | 1 | 0 | 0 | 0 | 0 | 0 |  | 0.08 | 0 | 0 | 0 | 0 | 0 | 0.98951 | 0.97947 | 0.98927 | 0.97105 | 0.99522 | 0.99613 | 0.99678 | 0.99718 | 0.99741 | 0.99755 | 0.1805 | 3.2078e-08 | 6.6705e-08 | 7.7585e-11 | 1.479e-17 | 9.1098e-11 | 0.99147 | 0.97105 | 0.40699 | 0.99803 | 0.065406 | 1.1634e-08 | 2.4209e-08 | 2.8169e-11 | 5.3711e-18 | 3.3087e-11
311 |  | 1 | 0 | 0 | 0 | 0 | 0 |  | 0.12 | 0 | 0 | 0 | 0 | 0 | 0.98974 | 0.97976 | 0.9895 | 0.97197 | 0.99533 | 0.99622 | 0.99685 | 0.99724 | 0.99747 | 0.99761 | 0.2021 | 2.8558e-08 | 1.2792e-07 | 6.2678e-11 | 5.6239e-18 | 2.2472e-10 | 0.99166 | 0.97197 | 0.41168 | 0.99767 | 0.07427 | 1.0504e-08 | 4.7082e-08 | 2.3078e-11 | 2.0712e-18 | 8.2772e-11
312 |  | 1 | 0 | 0 | 0 | 0 | 0 |  | 0.16 | 0 | 0 | 0 | 0 | 0 | 0.98997 | 0.98086 | 0.98974 | 0.97283 | 0.99543 | 0.99631 | 0.99692 | 0.9973 | 0.99752 | 0.99766 | 0.2522 | 2.7659e-08 | 2.4793e-07 | 2.0646e-11 | 1.1007e-17 | 1.0542e-09 | 0.99185 | 0.97283 | 0.41638 | 0.99732 | 0.094049 | 1.0323e-08 | 9.2596e-08 | 7.7137e-12 | 4.1133e-18 | 3.9401e-10
313 |  | 1 | 0 | 0 | 0 | 0 | 0 |  | 0.2 | 0 | 0 | 0 | 0 | 0 | 0.9902 | 0.9812 | 0.98998 | 0.9744 | 0.99554 | 0.99639 | 0.99699 | 0.99736 | 0.99758 | 0.99772 | 0.28943 | 5.0411e-08 | 2.8218e-07 | 1.7176e-11 | 7.0163e-18 | 1.7625e-09 | 0.99204 | 0.9744 | 0.42108 | 0.99698 | 0.10959 | 1.9104e-08 | 1.07e-07 | 6.5156e-12 | 2.6621e-18 | 6.688e-10
314 |  | 1 | 0 | 0 | 0 | 0 | 0 |  | 0.24 | 0 | 0 | 0 | 0 | 0 | 0.99044 | 0.98164 | 0.99022 | 0.97486 | 0.99564 | 0.99648 | 0.99707 | 0.99743 | 0.99764 | 0.99777 | 0.3192 | 7.8468e-08 | 3.2299e-07 | 3.6774e-11 | 1.6649e-17 | 3.9905e-09 | 0.99223 | 0.97486 | 0.42578 | 0.99665 | 0.12244 | 3.0123e-08 | 1.2406e-07 | 1.413e-11 | 6.3989e-18 | 1.5339e-09
315 |  | 1 | 0 | 0 | 0 | 0 | 0 |  | 0.28 | 0 | 0 | 0 | 0 | 0 | 0.99067 | 0.98183 | 0.99045 | 0.97626 | 0.99575 | 0.99656 | 0.99714 | 0.99749 | 0.9977 | 0.99782 | 0.35616 | 8.3449e-08 | 2.7623e-07 | 4.5812e-10 | 3.3255e-17 | 2.0303e-08 | 0.99242 | 0.97626 | 0.43048 | 0.99632 | 0.1386 | 3.2501e-08 | 1.0764e-07 | 1.7859e-10 | 1.2967e-17 | 7.9174e-09
316 |  | 1 | 0 | 0 | 0 | 0 | 0 |  | 0.32 | 0 | 0 | 0 | 0 | 0 | 0.99055 | 0.98207 | 0.99034 | 0.97758 | 0.9957 | 0.99652 | 0.9971 | 0.99746 | 0.99767 | 0.9978 | 0.39177 | 7.9773e-08 | 1.1764e-07 | 4.3111e-10 | 3.1094e-17 | 7.5114e-08 | 0.99232 | 0.97758 | 0.43518 | 0.996 | 0.15447 | 3.148e-08 | 4.645e-08 | 1.7028e-10 | 1.2284e-17 | 2.9679e-08
317 |  | 1 | 0 | 0 | 0 | 0 | 0 |  | 0.36 | 0 | 0 | 0 | 0 | 0 | 0.99044 | 0.98273 | 0.99022 | 0.97842 | 0.99564 | 0.99648 | 0.99707 | 0.99743 | 0.99764 | 0.99777 | 0.4302 | 6.6199e-08 | 1.372e-07 | 7.7074e-10 | 3.75e-17 | 1.5063e-07 | 0.99223 | 0.97842 | 0.43988 | 0.99569 | 0.17174 | 2.645e-08 | 5.4851e-08 | 3.0824e-10 | 1.5e-17 | 6.0264e-08
318 |  | 1 | 0 | 0 | 0 | 0 | 0 |  | 0.4 | 0 | 0 | 0 | 0 | 0 | 0.99032 | 0.98291 | 0.9901 | 0.9796 | 0.99559 | 0.99643 | 0.99703 | 0.9974 | 0.99761 | 0.99774 | 0.47054 | 9.9726e-08 | 6.9544e-07 | 1.381e-09 | 7.6789e-18 | 2.1171e-07 | 0.99213 | 0.9796 | 0.44457 | 0.99539 | 0.19022 | 4.0348e-08 | 2.8154e-07 | 5.5929e-10 | 3.1105e-18 | 8.5767e-08
319 |  | 1 | 0 | 0 | 0 | 0 | 0 |  | 0.44 | 0 | 0 | 0 | 0 | 0 | 0.9902 | 0.98294 | 0.98998 | 0.9808 | 0.99554 | 0.99639 | 0.99699 | 0.99736 | 0.99758 | 0.99772 | 0.50118 | 2.3302e-07 | 9.9318e-07 | 2.0295e-09 | 5.6949e-18 | 1.8653e-07 | 0.99204 | 0.9808 | 0.44927 | 0.99509 | 0.20511 | 9.545e-08 | 4.0707e-07 | 8.3213e-10 | 2.3355e-18 | 7.6505e-08
320 |  | 1 | 0 | 0 | 0 | 0 | 0 |  | 0.48 | 0 | 0 | 0 | 0 | 0 | 0.99009 | 0.98299 | 0.98986 | 0.98149 | 0.99548 | 0.99635 | 0.99696 | 0.99733 | 0.99755 | 0.99769 | 0.52885 | 3.8674e-07 | 1.3021e-06 | 2.416e-09 | 3.8141e-18 | 1.4627e-07 | 0.99195 | 0.98149 | 0.45397 | 0.99481 | 0.21887 | 1.602e-07 | 5.3968e-07 | 1.0018e-09 | 1.5818e-18 | 6.0672e-08
321 |  | 1 | 0 | 0 | 0 | 0 | 0 |  | 0.52 | 0 | 0 | 0 | 0 | 0 | 0.9902 | 0.98312 | 0.98998 | 0.9827 | 0.99554 | 0.99639 | 0.99699 | 0.99736 | 0.99758 | 0.99772 | 0.57946 | 3.1751e-07 | 1.2797e-06 | 1.6811e-09 | 2.164e-19 | 1.0708e-07 | 0.99204 | 0.9827 | 0.45827 | 0.99454 | 0.24275 | 1.3313e-07 | 5.3686e-07 | 7.0554e-10 | 9.0841e-20 | 4.4955e-08
322 |  | 1 | 0 | 0 | 0 | 0 | 0 |  | 0.56 | 0 | 0 | 0 | 0 | 0 | 0.99032 | 0.9832 | 0.9901 | 0.98303 | 0.99559 | 0.99643 | 0.99703 | 0.9974 | 0.99761 | 0.99774 | 0.60492 | 1.8439e-07 | 2.1997e-07 | 9.3144e-10 | 1.3725e-20 | 5.1081e-08 | 0.99213 | 0.98303 | 0.46257 | 0.99428 | 0.25601 | 7.8104e-08 | 9.3229e-08 | 3.9492e-10 | 5.8207e-21 | 2.1665e-08
323 |  | 1 | 0 | 0 | 0 | 0 | 0 |  | 0.6 | 0 | 0 | 0 | 0 | 0 | 0.99044 | 0.98319 | 0.99022 | 0.98465 | 0.99564 | 0.99648 | 0.99707 | 0.99743 | 0.99764 | 0.99777 | 0.65038 | 1.2221e-07 | 3.5787e-09 | 2.7939e-10 | 1.2386e-20 | 2.6411e-07 | 0.99223 | 0.98465 | 0.46687 | 0.99403 | 0.27877 | 5.2427e-08 | 1.5361e-09 | 1.1997e-10 | 5.3196e-21 | 1.1344e-07
324 |  | 1 | 0 | 0 | 0 | 0 | 0 |  | 0.64 | 0 | 0 | 0 | 0 | 0 | 0.99055 | 0.9833 | 0.99034 | 0.98503 | 0.9957 | 0.99652 | 0.9971 | 0.99746 | 0.99767 | 0.9978 | 0.68227 | 1.918e-07 | 4.2243e-10 | 2.2631e-10 | 1.4315e-20 | 4.0714e-07 | 0.99232 | 0.98503 | 0.47117 | 0.99379 | 0.29543 | 8.3117e-08 | 1.8317e-10 | 9.8169e-11 | 6.2108e-21 | 1.7667e-07
325 |  | 1 | 0 | 0 | 0 | 0 | 0 |  | 0.68 | 0 | 0 | 0 | 0 | 0 | 0.99067 | 0.98272 | 0.99045 | 0.98513 | 0.99575 | 0.99656 | 0.99714 | 0.99749 | 0.9977 | 0.99782 | 0.70869 | 1.8894e-07 | 3.1373e-10 | 2.0662e-10 | 8.4983e-21 | 4.1199e-07 | 0.99242 | 0.98513 | 0.47547 | 0.99357 | 0.3096 | 8.261e-08 | 1.3725e-10 | 9.0421e-11 | 3.7199e-21 | 1.8036e-07
326 |  | 1 | 0 | 0 | 0 | 0 | 0 |  | 0.72 | 0 | 0 | 0 | 0 | 0 | 0.99067 | 0.98275 | 0.99045 | 0.98625 | 0.99575 | 0.99656 | 0.99714 | 0.99749 | 0.9977 | 0.99782 | 0.75719 | 2.5313e-07 | 5.1462e-11 | 2.7381e-10 | 9.3043e-20 | 3.7266e-07 | 0.99242 | 0.98625 | 0.47977 | 0.99336 | 0.33448 | 1.1191e-07 | 2.2765e-11 | 1.2117e-10 | 4.1182e-20 | 1.6496e-07
327 |  | 1 | 0 | 0 | 0 | 0 | 0 |  | 0.76 | 0 | 0 | 0 | 0 | 0 | 0.99067 | 0.98225 | 0.99045 | 0.98545 | 0.99575 | 0.99656 | 0.99714 | 0.99749 | 0.9977 | 0.99782 | 0.80207 | 2.7214e-07 | 1.5593e-11 | 3.0961e-10 | 1.0953e-19 | 2.8986e-07 | 0.99242 | 0.98545 | 0.48407 | 0.99316 | 0.35665 | 1.2111e-07 | 6.9433e-12 | 1.3791e-10 | 4.8799e-20 | 1.2916e-07
328 |  | 1 | 0 | 0 | 0 | 0 | 0 |  | 0.8 | 0 | 0 | 0 | 0 | 0 | 0.99067 | 0.98156 | 0.99045 | 0.98646 | 0.99575 | 0.99656 | 0.99714 | 0.99749 | 0.9977 | 0.99782 | 0.82773 | 1.1341e-07 | 1.5869e-12 | 9.2759e-11 | 2.9486e-19 | 1.9686e-07 | 0.99242 | 0.98646 | 0.48837 | 0.99298 | 0.37176 | 5.0977e-08 | 7.1371e-13 | 4.1734e-11 | 1.3269e-19 | 8.8601e-08
329 |  | 1 | 0 | 0 | 0 | 0 | 0 |  | 0.84 | 0 | 0 | 0 | 0 | 0 | 0.99067 | 0.98193 | 0.99045 | 0.98626 | 0.99575 | 0.99656 | 0.99714 | 0.99749 | 0.9977 | 0.99782 | 0.86387 | 1.9644e-09 | 1.8674e-13 | 2.5349e-11 | 2.6733e-17 | 2.0155e-07 | 0.99242 | 0.98626 | 0.49267 | 0.99282 | 0.39133 | 8.9058e-10 | 8.4713e-14 | 1.1503e-11 | 1.2134e-17 | 9.1491e-08
330 |  | 1 | 0 | 0 | 0 | 0 | 0 |  | 0.88 | 0 | 0 | 0 | 0 | 0 | 0.99067 | 0.98119 | 0.99045 | 0.98623 | 0.99575 | 0.99656 | 0.99714 | 0.99749 | 0.9977 | 0.99782 | 0.88557 | 2.6662e-10 | 2.0359e-13 | 6.3405e-11 | 1.92e-17 | 1.7622e-07 | 0.99242 | 0.98623 | 0.49697 | 0.99267 | 0.40427 | 1.2182e-10 | 9.3073e-14 | 2.8996e-11 | 8.7821e-18 | 8.0616e-08
331 |  | 1 | 0 | 0 | 0 | 0 | 0 |  | 0.92 | 0 | 0 | 0 | 0 | 0 | 0.99078 | 0.98066 | 0.99057 | 0.98609 | 0.9958 | 0.99661 | 0.99717 | 0.99752 | 0.99773 | 0.99785 | 0.89031 | 5.2651e-11 | 5.5341e-13 | 6.4499e-11 | 7.4037e-17 | 6.2074e-08 | 0.99251 | 0.98609 | 0.50127 | 0.99253 | 0.40972 | 2.4249e-11 | 2.5503e-13 | 2.9733e-11 | 3.4137e-17 | 2.8625e-08
332 |  | 1 | 0 | 0 | 0 | 0 | 0 |  | 0.96 | 0 | 0 | 0 | 0 | 0 | 0.9909 | 0.9804 | 0.99069 | 0.98558 | 0.99586 | 0.99665 | 0.99721 | 0.99755 | 0.99775 | 0.99788 | 0.89116 | 6.7851e-13 | 2.0791e-12 | 9.5378e-11 | 9.9536e-17 | 1.9883e-08 | 0.99261 | 0.98558 | 0.50558 | 0.99241 | 0.4132 | 3.1486e-13 | 9.6532e-13 | 4.4299e-11 | 4.624e-17 | 9.2379e-09
333 |  | 1 | 0 | 0 | 0 | 0 | 0 |  | 1 | 0 | 0 | 0 | 0 | 0 | 0.99102 | 0.98019 | 0.99081 | 0.98581 | 0.99591 | 0.99669 | 0.99725 | 0.99758 | 0.99778 | 0.99791 | 0.891 | 2.2851e-14 | 1.2225e-09 | 1.0534e-10 | 9.1317e-15 | 1.1441e-08 | 0.9927 | 0.98581 | 0.50988 | 0.9923 | 0.41687 | 1.07e-14 | 5.7273e-10 | 4.9367e-11 | 4.2805e-15 | 5.3638e-09
334 |  | 1 | 0 | 0 | 0 | 0 | 0 |  | 1 | 0 | 0 | 0 | 0 | 0 | 0.99113 | 0.97971 | 0.99093 | 0.98464 | 0.99596 | 0.99673 | 0.99728 | 0.99761 | 0.99781 | 0.99793 | 0.89183 | 3.5323e-15 | 3.4689e-08 | 6.0627e-11 | 3.0302e-13 | 1.2462e-08 | 0.9928 | 0.98464 | 0.51419 | 0.99221 | 0.4197 | 1.6636e-15 | 1.6346e-08 | 2.8579e-11 | 1.4287e-13 | 5.8761e-09
335 |  | 1 | 0 | 0 | 0 | 0 | 0 |  | 1 | 0 | 0 | 0 | 0 | 0 | 0.99125 | 0.97885 | 0.99105 | 0.98455 | 0.99601 | 0.99678 | 0.99732 | 0.99765 | 0.99784 | 0.99796 | 0.89236 | 1.2892e-15 | 5.2274e-08 | 2.1494e-11 | 9.1868e-12 | 6.658e-08 | 0.99289 | 0.98455 | 0.51849 | 0.99213 | 0.42315 | 6.1181e-16 | 2.482e-08 | 1.0209e-11 | 4.3643e-12 | 3.1633e-08
336 |  | 1 | 0 | 0 | 0 | 0 | 0 |  | 1 | 0 | 0 | 0 | 0 | 0 | 0.99183 | 0.97896 | 0.99164 | 0.98435 | 0.99628 | 0.99699 | 0.9975 | 0.9978 | 0.99798 | 0.9981 | 0.89269 | 7.0823e-16 | 5.0969e-08 | 4.2481e-12 | 4.9372e-12 | 1.6583e-07 | 0.99336 | 0.98435 | 0.5228 | 0.99207 | 0.42749 | 3.3939e-16 | 2.4437e-08 | 2.0374e-12 | 2.3683e-12 | 7.9558e-08
337 |  | 1 | 0 | 0 | 0 | 0 | 0 |  | 1 | 0 | 0 | 0 | 0 | 0 | 0.99241 | 0.97848 | 0.99224 | 0.98279 | 0.99655 | 0.99721 | 0.99767 | 0.99796 | 0.99813 | 0.99823 | 0.89325 | 6.863e-16 | 7.0191e-08 | 7.3921e-14 | 4.4559e-12 | 1.2839e-07 | 0.99384 | 0.98279 | 0.5271 | 0.99203 | 0.43052 | 3.3099e-16 | 3.3868e-08 | 3.5678e-14 | 2.151e-12 | 6.1982e-08
338 |  | 1 | 0 | 0 | 0 | 0 | 0 |  | 1 | 0 | 0 | 0 | 0 | 0 | 0.99299 | 0.97809 | 0.99283 | 0.98278 | 0.99681 | 0.99742 | 0.99785 | 0.99812 | 0.99827 | 0.99837 | 0.89345 | 1.1054e-15 | 9.2478e-09 | 3.198e-14 | 2.0923e-12 | 1.345e-07 | 0.99431 | 0.98278 | 0.53141 | 0.992 | 0.43477 | 5.3822e-16 | 4.5049e-09 | 1.5583e-14 | 1.0197e-12 | 6.5554e-08
339 |  | 1 | 0 | 0 | 0 | 0 | 0 |  | 1 | 0 | 0 | 0 | 0 | 0 | 0.99358 | 0.97776 | 0.99343 | 0.9821 | 0.99708 | 0.99764 | 0.99803 | 0.99827 | 0.99842 | 0.9985 | 0.89405 | 2.0257e-15 | 2.2352e-09 | 9.8657e-15 | 2.2454e-13 | 4.9541e-08 | 0.99478 | 0.9821 | 0.53571 | 0.99199 | 0.43866 | 9.9449e-16 | 1.0977e-09 | 4.8464e-15 | 1.1032e-13 | 2.4342e-08
340 |  | 1 | 0 | 0 | 0 | 0 | 0 |  | 1 | 0 | 0 | 0 | 0 | 0 | 0.99416 | 0.97709 | 0.99402 | 0.98108 | 0.99734 | 0.99785 | 0.99821 | 0.99843 | 0.99856 | 0.99864 | 0.8947 | 3.3768e-15 | 1.8187e-09 | 1.4675e-14 | 1.9004e-13 | 2.0762e-08 | 0.99526 | 0.98108 | 0.54002 | 0.99199 | 0.44214 | 1.6696e-15 | 8.9955e-10 | 7.2598e-15 | 9.4031e-14 | 1.0274e-08
341 |  | 1 | 0 | 0 | 0 | 0 | 0 |  | 1 | 0 | 0 | 0 | 0 | 0 | 0.99463 | 0.97744 | 0.9945 | 0.98066 | 0.99755 | 0.99802 | 0.99835 | 0.99856 | 0.99868 | 0.99875 | 0.89515 | 6.2957e-15 | 1.3968e-10 | 3.009e-14 | 8.4264e-14 | 1.1198e-07 | 0.99563 | 0.98066 | 0.54381 | 0.99201 | 0.44595 | 3.1379e-15 | 6.964e-11 | 1.5005e-14 | 4.2026e-14 | 5.5853e-08
342 |  | 1 | 0 | 0 | 0 | 0 | 0 |  | 1 | 0 | 0 | 0 | 0 | 0 | 0.99509 | 0.97669 | 0.99498 | 0.97996 | 0.99777 | 0.99819 | 0.9985 | 0.99868 | 0.99879 | 0.99886 | 0.89501 | 1.3698e-14 | 8.2896e-10 | 3.0515e-14 | 1.1691e-14 | 2.453e-07 | 0.99601 | 0.97996 | 0.54761 | 0.99205 | 0.44872 | 6.8703e-15 | 4.159e-10 | 1.5313e-14 | 5.8673e-15 | 1.2312e-07
343 |  | 1 | 0 | 0 | 0 | 0 | 0 |  | 1 | 0 | 0 | 0 | 0 | 0 | 0.99556 | 0.97683 | 0.99546 | 0.97936 | 0.99798 | 0.99837 | 0.99864 | 0.99881 | 0.99891 | 0.99897 | 0.8957 | 3.3468e-14 | 1.6246e-07 | 7.1076e-14 | 3.928e-15 | 8.2613e-07 | 0.99639 | 0.97936 | 0.5514 | 0.9921 | 0.45241 | 1.6911e-14 | 8.2112e-08 | 3.593e-14 | 1.9859e-15 | 4.1768e-07
344 |  | 1 | 0 | 0 | 0 | 0 | 0 |  | 1 | 0 | 0 | 0 | 0 | 0 | 0.99603 | 0.97624 | 0.99593 | 0.97822 | 0.99819 | 0.99854 | 0.99878 | 0.99893 | 0.99902 | 0.99908 | 0.89639 | 4.9575e-14 | 5.621e-06 | 2.0079e-13 | 1.9084e-16 | 3.8019e-07 | 0.99677 | 0.97822 | 0.5552 | 0.99216 | 0.45527 | 2.5188e-14 | 2.8565e-06 | 1.0206e-13 | 9.7004e-17 | 1.9327e-07
345 |  | 1 | 0 | 0 | 0 | 0 | 0 |  | 1 | 0 | 0 | 0 | 0 | 0 | 0.99649 | 0.97619 | 0.99641 | 0.97782 | 0.9984 | 0.99871 | 0.99893 | 0.99906 | 0.99914 | 0.99918 | 0.89657 | 6.0843e-14 | 2.9338e-06 | 1.5939e-13 | 3.0406e-17 | 2.9582e-07 | 0.99715 | 0.97782 | 0.55899 | 0.99225 | 0.45882 | 3.1146e-14 | 1.5022e-06 | 8.1623e-14 | 1.5571e-17 | 1.515e-07
346 |  | 1 | 0 | 0 | 0 | 0 | 0 |  | 1 | 0 | 0 | 0 | 0 | 0 | 0.99673 | 0.97614 | 0.99665 | 0.97744 | 0.99851 | 0.9988 | 0.999 | 0.99912 | 0.99919 | 0.99924 | 0.89666 | 8.2207e-14 | 3.7233e-06 | 6.9632e-14 | 6.0189e-18 | 2.2582e-07 | 0.99734 | 0.97744 | 0.56279 | 0.99235 | 0.462 | 4.2369e-14 | 1.9193e-06 | 3.5899e-14 | 3.1033e-18 | 1.1644e-07
347 |  | 1 | 0 | 0 | 0 | 0 | 0 |  | 1 | 0 | 0 | 0 | 0 | 0 | 0.99696 | 0.97646 | 0.99689 | 0.97658 | 0.99862 | 0.99888 | 0.99907 | 0.99918 | 0.99925 | 0.99929 | 0.89715 | 1.2709e-13 | 5.1839e-06 | 1.3272e-15 | 4.2085e-18 | 6.8966e-08 | 0.99753 | 0.97658 | 0.56658 | 0.99247 | 0.46512 | 6.5905e-14 | 2.6887e-06 | 6.8845e-16 | 2.1833e-18 | 3.5779e-08
348 |  | 1 | 0 | 0 | 0 | 0 | 0 |  | 1 | 0 | 0 | 0 | 0 | 0 | 0.99719 | 0.97635 | 0.99713 | 0.97632 | 0.99872 | 0.99897 | 0.99914 | 0.99925 | 0.99931 | 0.99935 | 0.89761 | 2.6809e-13 | 1.9199e-06 | 2.8186e-16 | 4.1734e-16 | 3.9819e-08 | 0.99772 | 0.97632 | 0.57038 | 0.9926 | 0.46859 | 1.3999e-13 | 1.0027e-06 | 1.4722e-16 | 2.18e-16 | 2.08e-08
349 |  | 1 | 0 | 0 | 0 | 0 | 0 |  | 1 | 0 | 0 | 0 | 0 | 0 | 0.99743 | 0.97641 | 0.99737 | 0.97567 | 0.99883 | 0.99905 | 0.99921 | 0.99931 | 0.99937 | 0.9994 | 0.89771 | 8.6502e-13 | 2.7237e-07 | 5.6966e-17 | 5.706e-14 | 3.3351e-08 | 0.99791 | 0.97567 | 0.57417 | 0.99275 | 0.47159 | 4.5452e-13 | 1.4314e-07 | 2.994e-17 | 2.9991e-14 | 1.753e-08
350 |  | 1 | 0 | 0 | 0 | 0 | 0 |  | 1 | 0 | 0 | 0 | 0 | 0 | 0.99766 | 0.97609 | 0.99761 | 0.97524 | 0.99894 | 0.99914 | 0.99928 | 0.99937 | 0.99942 | 0.99946 | 0.89848 | 5.1967e-12 | 7.475e-08 | 1.8746e-17 | 2.5055e-13 | 1.103e-08 | 0.9981 | 0.97524 | 0.57797 | 0.99291 | 0.475 | 2.7479e-12 | 3.9532e-08 | 9.9148e-18 | 1.3252e-13 | 5.8343e-09
351 |  | 1 | 0 | 0 | 0 | 0 | 0 |  | 1 | 0 | 0 | 0 | 0 | 0 | 0.99754 | 0.97602 | 0.99749 | 0.97491 | 0.99888 | 0.9991 | 0.99925 | 0.99934 | 0.9994 | 0.99943 | 0.8987 | 8.5346e-11 | 8.8603e-08 | 1.5073e-17 | 2.4777e-13 | 1.0112e-08 | 0.99801 | 0.97491 | 0.58078 | 0.99309 | 0.47696 | 4.5305e-11 | 4.7041e-08 | 8.0033e-18 | 1.3157e-13 | 5.3697e-09
352 |  | 1 | 0 | 0 | 0 | 0 | 0 |  | 1 | 0 | 0 | 0 | 0 | 0 | 0.99743 | 0.9761 | 0.99737 | 0.97416 | 0.99883 | 0.99905 | 0.99921 | 0.99931 | 0.99937 | 0.9994 | 0.89883 | 2.074e-08 | 3.6519e-06 | 1.4211e-17 | 1.1599e-13 | 1.2316e-08 | 0.99791 | 0.97416 | 0.58358 | 0.99328 | 0.47854 | 1.1045e-08 | 1.945e-06 | 7.5695e-18 | 6.1785e-14 | 6.561e-09
353 |  | 1 | 0 | 0 | 0 | 0 | 0 |  | 1 | 0 | 0 | 0 | 0 | 0 | 0.99731 | 0.97624 | 0.99725 | 0.97437 | 0.99878 | 0.99901 | 0.99918 | 0.99928 | 0.99934 | 0.99937 | 0.89945 | 1.6732e-08 | 2.9689e-06 | 7.9437e-16 | 1.3963e-13 | 3.7085e-08 | 0.99782 | 0.97437 | 0.58638 | 0.99349 | 0.48136 | 8.9569e-09 | 1.5895e-06 | 4.2534e-16 | 7.4771e-14 | 1.9859e-08
354 |  | 1 | 0 | 0 | 0 | 0 | 0 |  | 1 | 0 | 0 | 0 | 0 | 0 | 0.99719 | 0.97612 | 0.99713 | 0.97352 | 0.99872 | 0.99897 | 0.99914 | 0.99925 | 0.99931 | 0.99935 | 0.89987 | 3.4135e-08 | 3.9406e-06 | 1.0167e-13 | 2.3052e-13 | 1.8004e-07 | 0.99772 | 0.97352 | 0.58918 | 0.99371 | 0.48291 | 1.8323e-08 | 2.1156e-06 | 5.459e-14 | 1.2378e-13 | 9.6675e-08
355 |  | 1 | 0 | 0 | 0 | 0 | 0 |  | 1 | 0 | 0 | 0 | 0 | 0 | 0.99708 | 0.9763 | 0.99701 | 0.97383 | 0.99867 | 0.99893 | 0.99911 | 0.99922 | 0.99928 | 0.99932 | 0.89999 | 2.5741e-08 | 1.1406e-05 | 8.562e-12 | 5.3963e-13 | 1.748e-07 | 0.99763 | 0.97383 | 0.59198 | 0.99396 | 0.4856 | 1.3893e-08 | 6.1568e-06 | 4.6223e-12 | 2.9134e-13 | 9.438e-08
356 |  | 1 | 0 | 0 | 0 | 0 | 0 |  | 1 | 0 | 0 | 0 | 0 | 0 | 0.99708 | 0.97653 | 0.99701 | 0.97335 | 0.99867 | 0.99893 | 0.99911 | 0.99922 | 0.99928 | 0.99932 | 0.90059 | 3.0844e-08 | 5.5115e-06 | 2.3771e-10 | 4.3826e-12 | 3.3996e-07 | 0.99763 | 0.97335 | 0.59478 | 0.99423 | 0.488 | 1.6717e-08 | 2.9877e-06 | 1.2887e-10 | 2.3762e-12 | 1.8433e-07
357 |  | 1 | 0 | 0 | 0 | 0 | 0 |  | 1 | 0 | 0 | 0 | 0 | 0 | 0.99708 | 0.97672 | 0.99701 | 0.97293 | 0.99867 | 0.99893 | 0.99911 | 0.99922 | 0.99928 | 0.99932 | 0.90083 | 4.1463e-08 | 3.7937e-06 | 8.901e-09 | 9.0655e-14 | 3.4915e-07 | 0.99763 | 0.97293 | 0.59758 | 0.99452 | 0.49024 | 2.257e-08 | 2.0655e-06 | 4.8466e-09 | 4.9365e-14 | 1.9013e-07
358 |  | 1 | 0 | 0 | 0 | 0 | 0 |  | 1 | 0 | 0 | 0 | 0 | 0 | 0.99708 | 0.97651 | 0.99701 | 0.97324 | 0.99867 | 0.99893 | 0.99911 | 0.99922 | 0.99928 | 0.99932 | 0.90095 | 9.9211e-08 | 1.6472e-05 | 1.3442e-08 | 3.4365e-13 | 7.1121e-07 | 0.99763 | 0.97324 | 0.60038 | 0.99483 | 0.49296 | 5.4297e-08 | 9.0164e-06 | 7.359e-09 | 1.8814e-13 | 3.8939e-07
359 |  | 1 | 0 | 0 | 0 | 0 | 0 |  | 1 | 0 | 0 | 0 | 0 | 0 | 0.99708 | 0.97716 | 0.99701 | 0.97307 | 0.99867 | 0.99893 | 0.99911 | 0.99922 | 0.99928 | 0.99932 | 0.90145 | 9.2394e-08 | 7.8408e-06 | 1.6141e-08 | 1.9882e-14 | 4.2881e-07 | 0.99763 | 0.97307 | 0.60318 | 0.99516 | 0.49585 | 5.0836e-08 | 4.3148e-06 | 8.8836e-09 | 1.0943e-14 | 2.3602e-07
360 |  | 1 | 0 | 0 | 0 | 0 | 0 |  | 1 | 0 | 0 | 0 | 0 | 0 | 0.99708 | 0.9777 | 0.99701 | 0.97358 | 0.99867 | 0.99893 | 0.99911 | 0.99922 | 0.99928 | 0.99932 | 0.90165 | 9.9843e-08 | 5.373e-06 | 1.4832e-08 | 1.0248e-10 | 2.7743e-07 | 0.99763 | 0.97358 | 0.60598 | 0.9955 | 0.49923 | 5.5296e-08 | 2.9763e-06 | 8.2168e-09 | 5.6777e-11 | 1.5371e-07
361 |  | 1 | 0 | 0 | 0 | 0 | 0 |  | 1 | 0 | 0 | 0 | 0 | 0 | 0.99719 | 0.97791 | 0.99713 | 0.97292 | 0.99872 | 0.99897 | 0.99914 | 0.99925 | 0.99931 | 0.99935 | 0.90208 | 9.3457e-08 | 3.3479e-06 | 1.5875e-08 | 4.6919e-11 | 4.1776e-07 | 0.99772 | 0.97292 | 0.61406 | 0.99584 | 0.50592 | 5.2427e-08 | 1.8784e-06 | 8.908e-09 | 2.6329e-11 | 2.3444e-07
362 |  | 1 | 0 | 0 | 0 | 0 | 0 |  | 1 | 0 | 0 | 0 | 0 | 0 | 0.99731 | 0.97796 | 0.99725 | 0.9739 | 0.99878 | 0.99901 | 0.99918 | 0.99928 | 0.99934 | 0.99937 | 0.90239 | 1.2753e-07 | 6.1676e-06 | 1.1556e-08 | 4.1578e-11 | 2.4509e-08 | 0.99782 | 0.9739 | 0.62217 | 0.99621 | 0.51423 | 7.2691e-08 | 3.516e-06 | 6.5883e-09 | 2.3707e-11 | 1.3975e-08
363 |  | 1 | 0 | 0 | 0 | 0 | 0 |  | 1 | 0 | 0 | 0 | 0 | 0 | 0.99743 | 0.97869 | 0.99737 | 0.97382 | 0.99883 | 0.99905 | 0.99921 | 0.99931 | 0.99937 | 0.9994 | 0.90218 | 2.1149e-07 | 6.5516e-08 | 6.5349e-09 | 5.5119e-11 | 6.5711e-11 | 0.99791 | 0.97382 | 0.63028 | 0.99658 | 0.52151 | 1.2228e-07 | 3.7886e-08 | 3.7794e-09 | 3.1879e-11 | 3.8006e-11
364 |  | 1 | 0 | 0 | 0 | 0 | 0 |  | 1 | 0 | 0 | 0 | 0 | 0 | 0.99754 | 0.97893 | 0.99749 | 0.97428 | 0.99888 | 0.9991 | 0.99925 | 0.99934 | 0.9994 | 0.99943 | 0.90304 | 3.2878e-07 | 6.2825e-08 | 2.3219e-09 | 7.6739e-11 | 2.3877e-11 | 0.99801 | 0.97428 | 0.63839 | 0.99698 | 0.52976 | 1.9292e-07 | 3.6869e-08 | 1.3628e-09 | 4.5042e-11 | 1.4015e-11
365 |  | 1 | 0 | 0 | 0 | 0 | 0 |  | 1 | 0 | 0 | 0 | 0 | 0 | 0.99766 | 0.97886 | 0.99761 | 0.9747 | 0.99894 | 0.99914 | 0.99928 | 0.99937 | 0.99942 | 0.99946 | 0.90354 | 4.8681e-07 | 2.3968e-08 | 1.3794e-09 | 3.9596e-11 | 6.1189e-11 | 0.9981 | 0.9747 | 0.6465 | 0.99736 | 0.53763 | 2.8973e-07 | 1.4267e-08 | 8.2111e-10 | 2.3572e-11 | 3.6428e-11
366 |  | 1 | 0 | 0 | 0 | 0 | 0 |  | 1 | 0 | 0 | 0 | 0 | 0 | 0.99778 | 0.97912 | 0.99773 | 0.97487 | 0.99899 | 0.99918 | 0.99932 | 0.9994 | 0.99945 | 0.99948 | 0.90354 | 7.6199e-07 | 5.6635e-08 | 2.8125e-08 | 1.6139e-13 | 5.533e-11 | 0.9982 | 0.97487 | 0.65462 | 0.99772 | 0.54513 | 4.5982e-07 | 3.4181e-08 | 1.6976e-08 | 9.7417e-14 | 3.3398e-11
367 |  | 1 | 0 | 0 | 0 | 0 | 0 |  | 1 | 0 | 0 | 0 | 0 | 0 | 0.99789 | 0.97943 | 0.99785 | 0.97516 | 0.99904 | 0.99923 | 0.99936 | 0.99943 | 0.99948 | 0.99951 | 0.90406 | 1.2362e-06 | 1.8745e-08 | 1.011e-08 | 7.9043e-15 | 6.7444e-11 | 0.99829 | 0.97516 | 0.66273 | 0.99809 | 0.55312 | 7.5646e-07 | 1.1472e-08 | 6.1878e-09 | 4.8381e-15 | 4.1283e-11
368 |  | 1 | 0 | 0 | 0 | 0 | 0 |  | 1 | 0 | 0 | 0 | 0 | 0 | 0.99801 | 0.97965 | 0.99797 | 0.97548 | 0.9991 | 0.99927 | 0.99939 | 0.99947 | 0.99951 | 0.99954 | 0.90455 | 1.7633e-06 | 1.2805e-08 | 4.951e-09 | 6.986e-16 | 1.5413e-10 | 0.99839 | 0.97548 | 0.67084 | 0.99846 | 0.5611 | 1.094e-06 | 7.9452e-09 | 3.0723e-09 | 4.3353e-16 | 9.5652e-11
369 |  | 1 | 0 | 0 | 0 | 0 | 0 |  | 1 | 0 | 0 | 0 | 0 | 0 | 0.99813 | 0.98029 | 0.99808 | 0.97665 | 0.99915 | 0.99931 | 0.99943 | 0.9995 | 0.99954 | 0.99956 | 0.90488 | 2.4889e-06 | 3.7006e-08 | 3.9907e-09 | 5.7284e-16 | 2.0718e-09 | 0.99848 | 0.97665 | 0.67895 | 0.99884 | 0.57027 | 1.5688e-06 | 2.3328e-08 | 2.5159e-09 | 3.6116e-16 | 1.3062e-09
370 |  | 1 | 0 | 0 | 0 | 0 | 0 |  | 1 | 0 | 0 | 0 | 0 | 0 | 0.99824 | 0.98055 | 0.9982 | 0.97649 | 0.9992 | 0.99936 | 0.99946 | 0.99953 | 0.99957 | 0.99959 | 0.90489 | 3.6931e-06 | 9.3485e-08 | 1.1538e-09 | 3.4778e-19 | 2.2482e-09 | 0.99857 | 0.97649 | 0.68706 | 0.99921 | 0.5775 | 2.3573e-06 | 5.9678e-08 | 7.3657e-10 | 2.2203e-19 | 1.4353e-09
371 |  | 1 | 0 | 0 | 0 | 0 | 0 |  | 1 | 0 | 0 | 0 | 0 | 0 | 0.99813 | 0.98072 | 0.99808 | 0.97714 | 0.99915 | 0.99931 | 0.99943 | 0.9995 | 0.99954 | 0.99956 | 0.90532 | 5.335e-06 | 1.1965e-07 | 3.0946e-11 | 3.9314e-21 | 2.7939e-09 | 0.99848 | 0.97714 | 0.69466 | 0.99957 | 0.58502 | 3.4481e-06 | 7.7342e-08 | 2.0005e-11 | 2.5415e-21 | 1.8061e-09
372 |  | 1 | 0 | 0 | 0 | 0 | 0 |  | 1 | 0 | 0 | 0 | 0 | 0 | 0.99801 | 0.98065 | 0.99797 | 0.97731 | 0.9991 | 0.99927 | 0.99939 | 0.99947 | 0.99951 | 0.99954 | 0.90573 | 7.6593e-06 | 6.7463e-05 | 3.7437e-11 | 7.7216e-20 | 7.5814e-10 | 0.99839 | 0.97731 | 0.70225 | 0.99991 | 0.59181 | 5.0055e-06 | 4.4094e-05 | 2.4471e-11 | 5.0475e-20 | 4.956e-10
373 |  | 1 | 0 | 0 | 0 | 0 | 0 |  | 1 | 0 | 0 | 0 | 0 | 0 | 0.99789 | 0.98092 | 0.99785 | 0.97829 | 0.99904 | 0.99923 | 0.99936 | 0.99943 | 0.99948 | 0.99951 | 0.90608 | 1.172e-05 | 0.00027064 | 1.6489e-11 | 8.4225e-20 | 1.4984e-09 | 0.99829 | 0.97829 | 0.70985 | 1 | 0.59963 | 7.7579e-06 | 0.00017916 | 1.0917e-11 | 5.5764e-20 | 9.9211e-10
374 |  | 1 | 0 | 0 | 0 | 0 | 0 |  | 1 | 0 | 0 | 0 | 0 | 0 | 0.99778 | 0.98131 | 0.99773 | 0.97803 | 0.99899 | 0.99918 | 0.99932 | 0.9994 | 0.99945 | 0.99948 | 0.90624 | 1.8116e-05 | 0.00060807 | 1.1973e-11 | 1.7072e-19 | 1.8773e-11 | 0.9982 | 0.97803 | 0.71744 | 1 | 0.60585 | 1.2114e-05 | 0.00040665 | 8.0075e-12 | 1.1419e-19 | 1.2557e-11
375 |  | 1 | 0 | 0 | 0 | 0 | 0 |  | 1 | 0 | 0 | 0 | 0 | 0 | 0.99766 | 0.9816 | 0.99761 | 0.97921 | 0.99894 | 0.99914 | 0.99928 | 0.99937 | 0.99942 | 0.99946 | 0.90632 | 2.7318e-05 | 8.6744e-06 | 7.5926e-12 | 8.5413e-16 | 3.3037e-11 | 0.9981 | 0.97921 | 0.72504 | 1 | 0.61374 | 1.8503e-05 | 5.8762e-06 | 5.1438e-12 | 5.7868e-16 | 2.2383e-11
376 |  | 1 | 0 | 0 | 0 | 0 | 0 |  | 1 | 0 | 0 | 0 | 0 | 0 | 0.99778 | 0.98219 | 0.99773 | 0.97925 | 0.99899 | 0.99918 | 0.99932 | 0.9994 | 0.99945 | 0.99948 | 0.90678 | 4.2751e-05 | 6.7613e-06 | 2.0159e-11 | 2.9424e-16 | 4.1645e-10 | 0.9982 | 0.97925 | 0.73263 | 1 | 0.62114 | 2.929e-05 | 4.6331e-06 | 1.3814e-11 | 2.0165e-16 | 2.8541e-10
377 |  | 1 | 0 | 0 | 0 | 0 | 0 |  | 1 | 0 | 0 | 0 | 0 | 0 | 0.99789 | 0.98268 | 0.99785 | 0.98023 | 0.99904 | 0.99923 | 0.99936 | 0.99943 | 0.99948 | 0.99951 | 0.90709 | 6.8953e-05 | 5.2073e-07 | 1.4766e-11 | 3.3125e-16 | 1.3858e-09 | 0.99829 | 0.98023 | 0.74023 | 1 | 0.62961 | 4.7869e-05 | 3.6155e-07 | 1.0253e-11 | 2.3002e-16 | 9.6231e-10
378 |  | 1 | 0 | 0 | 0 | 0 | 0 |  | 1 | 0 | 0 | 0 | 0 | 0 | 0.99801 | 0.98212 | 0.99797 | 0.98031 | 0.9991 | 0.99927 | 0.99939 | 0.99947 | 0.99951 | 0.99954 | 0.90742 | 0.00011393 | 3.2965e-07 | 2.0561e-11 | 1.3308e-16 | 4.518e-08 | 0.99839 | 0.98031 | 0.74782 | 1 | 0.6363 | 7.9905e-05 | 2.3123e-07 | 1.4423e-11 | 9.3357e-17 | 3.1695e-08
379 |  | 1 | 0 | 0 | 0 | 0 | 0 |  | 1 | 0 | 0 | 0 | 0 | 0 | 0.99813 | 0.98258 | 0.99808 | 0.9816 | 0.99915 | 0.99931 | 0.99943 | 0.9995 | 0.99954 | 0.99956 | 0.90773 | 0.00020163 | 3.1056e-07 | 7.9938e-11 | 1.9971e-16 | 1.0506e-07 | 0.99848 | 0.9816 | 0.75542 | 1 | 0.64521 | 0.00014334 | 2.208e-07 | 5.684e-11 | 1.4201e-16 | 7.4709e-08
380 |  | 1 | 0 | 0 | 0 | 0 | 0 |  | 1 | 0 | 0 | 0 | 0 | 0 | 0.99824 | 0.9826 | 0.9982 | 0.98162 | 0.9992 | 0.99936 | 0.99946 | 0.99953 | 0.99957 | 0.99959 | 0.90771 | 0.00036995 | 3.3863e-08 | 4.963e-11 | 1.2187e-17 | 8.0953e-08 | 0.99857 | 0.98162 | 0.76301 | 1 | 0.65197 | 0.00026576 | 2.4329e-08 | 3.5659e-11 | 8.7565e-18 | 5.8168e-08
381 |  | 1 | 0 | 0 | 0 | 0 | 0 |  | 1 | 0 | 0 | 0 | 0 | 0 | 0.99836 | 0.98264 | 0.99832 | 0.98178 | 0.99926 | 0.9994 | 0.9995 | 0.99956 | 0.9996 | 0.99962 | 0.90825 | 0.00066402 | 1.4089e-08 | 2.267e-10 | 2.9056e-20 | 6.311e-08 | 0.99867 | 0.98178 | 0.76781 | 1 | 0.65697 | 0.00048038 | 1.0194e-08 | 1.6403e-10 | 2.1024e-20 | 4.5666e-08
382 |  | 1 | 0 | 0 | 0 | 0 | 0 |  | 0.96 | 0 | 0 | 0 | 0 | 0 | 0.99848 | 0.98262 | 0.99844 | 0.9825 | 0.99931 | 0.99944 | 0.99953 | 0.99959 | 0.99963 | 0.99965 | 0.9081 | 0.0012581 | 1.4775e-08 | 1.6708e-09 | 8.345e-20 | 4.5641e-08 | 0.99876 | 0.9825 | 0.77262 | 1 | 0.66218 | 0.00091754 | 1.0776e-08 | 1.2187e-09 | 6.0871e-20 | 3.3293e-08
383 |  | 1 | 0 | 0 | 0 | 0 | 0 |  | 0.92 | 0 | 0 | 0 | 0 | 0 | 0.9986 | 0.98282 | 0.99856 | 0.98292 | 0.99936 | 0.99948 | 0.99957 | 0.99962 | 0.99965 | 0.99967 | 0.9077 | 0.002487 | 5.2884e-07 | 3.7801e-08 | 2.784e-20 | 1.6915e-08 | 0.99886 | 0.98292 | 0.77742 | 1 | 0.66697 | 0.0018276 | 3.8867e-07 | 2.7783e-08 | 2.0463e-20 | 1.2433e-08
384 |  | 1 | 0 | 0 | 0 | 0 | 0 |  | 0.88 | 0 | 0 | 0 | 0 | 0 | 0.99871 | 0.98292 | 0.99868 | 0.98322 | 0.99941 | 0.99953 | 0.99961 | 0.99965 | 0.99968 | 0.9997 | 0.90684 | 0.0046757 | 2.4065e-07 | 9.9266e-06 | 1.1799e-18 | 4.4995e-09 | 0.99895 | 0.98322 | 0.78223 | 1 | 0.67119 | 0.0034611 | 1.7815e-07 | 7.3488e-06 | 8.7353e-19 | 3.3312e-09
385 |  | 1 | 0 | 0 | 0 | 0 | 0 |  | 0.84 | 0 | 0 | 0 | 0 | 0 | 0.99883 | 0.9826 | 0.9988 | 0.9835 | 0.99947 | 0.99957 | 0.99964 | 0.99969 | 0.99971 | 0.99973 | 0.89967 | 0.0088871 | 2.2016e-07 | 9.5562e-07 | 6.9604e-18 | 1.2544e-09 | 0.99905 | 0.9835 | 0.78703 | 1 | 0.67039 | 0.0066229 | 1.6408e-07 | 7.1224e-07 | 5.1878e-18 | 9.3496e-10
386 |  | 1 | 1 | 0 | 0 | 0 | 0 |  | 0.8 | 0 | 0 | 0 | 0 | 0 | 0.99883 | 0.98301 | 0.9988 | 0.98431 | 0.99947 | 0.99957 | 0.99964 | 0.99969 | 0.99971 | 0.99973 | 0.86943 | 0.017717 | 6.6828e-08 | 6.5037e-07 | 7.6118e-17 | 1.0027e-09 | 0.99905 | 0.98431 | 0.79183 | 1 | 0.65315 | 0.013311 | 5.0213e-08 | 4.8869e-07 | 5.7197e-17 | 7.5349e-10
387 |  | 1 | 1 | 0 | 0 | 0 | 0 |  | 0.76 | 0 | 0 | 0 | 0 | 0 | 0.99883 | 0.98329 | 0.9988 | 0.98395 | 0.99947 | 0.99957 | 0.99964 | 0.99969 | 0.99971 | 0.99973 | 0.82562 | 0.032275 | 3.6244e-08 | 5.3108e-07 | 1.1443e-15 | 8.3843e-10 | 0.99905 | 0.98395 | 0.79664 | 1 | 0.62373 | 0.024385 | 2.7386e-08 | 4.013e-07 | 8.6471e-16 | 6.3357e-10
388 |  | 1 | 1 | 0 | 0 | 0 | 0 |  | 0.72 | 0 | 0 | 0 | 0 | 0 | 0.99883 | 0.983 | 0.9988 | 0.98471 | 0.99947 | 0.99957 | 0.99964 | 0.99969 | 0.99971 | 0.99973 | 0.79559 | 0.051563 | 2.1119e-08 | 2.7401e-07 | 1.0073e-13 | 8.136e-10 | 0.99905 | 0.98471 | 0.80144 | 1 | 0.60542 | 0.039242 | 1.6074e-08 | 2.0856e-07 | 7.6671e-14 | 6.1929e-10
389 |  | 1 | 1 | 0 | 0 | 0 | 0 |  | 0.68 | 0 | 0 | 0 | 0 | 0 | 0.99883 | 0.98301 | 0.9988 | 0.98522 | 0.99947 | 0.99957 | 0.99964 | 0.99969 | 0.99971 | 0.99973 | 0.74567 | 0.080263 | 1.0642e-08 | 1.6551e-07 | 3.6793e-14 | 9.632e-10 | 0.99905 | 0.98522 | 0.80624 | 1 | 0.57143 | 0.061515 | 8.1566e-09 | 1.2686e-07 | 2.8203e-14 | 7.3833e-10
390 |  | 1 | 1 | 0 | 0 | 0 | 0 |  | 0.64 | 0.04 | 0 | 0 | 0 | 0 | 0.99883 | 0.98344 | 0.9988 | 0.98554 | 0.99947 | 0.99957 | 0.99964 | 0.99969 | 0.99971 | 0.99973 | 0.67463 | 0.11916 | 1.5461e-08 | 2.9751e-08 | 8.5216e-13 | 2.8838e-09 | 0.99905 | 0.98554 | 0.81103 | 1 | 0.52062 | 0.09197 | 1.1933e-08 | 2.2964e-08 | 6.5779e-13 | 2.226e-09
391 |  | 1 | 1 | 0 | 0 | 0 | 0 |  | 0.6 | 0.08 | 0 | 0 | 0 | 0 | 0.99895 | 0.98319 | 0.99892 | 0.985 | 0.99952 | 0.99961 | 0.99968 | 0.99972 | 0.99974 | 0.99976 | 0.61417 | 0.15578 | 1.017e-07 | 1.1903e-09 | 8.7322e-12 | 3.3946e-08 | 0.99914 | 0.985 | 0.81382 | 1 | 0.47514 | 0.12053 | 7.8695e-08 | 9.2101e-10 | 6.757e-12 | 2.6268e-08
392 |  | 1 | 1 | 0 | 0 | 0 | 0 |  | 0.56 | 0.12 | 0 | 0 | 0 | 0 | 0.99906 | 0.98327 | 0.99904 | 0.98566 | 0.99957 | 0.99966 | 0.99971 | 0.99975 | 0.99977 | 0.99978 | 0.54292 | 0.19167 | 2.8706e-07 | 1.4005e-10 | 3.717e-12 | 2.8843e-08 | 0.99924 | 0.98566 | 0.81662 | 1 | 0.42222 | 0.14908 | 2.2327e-07 | 1.0893e-10 | 2.8912e-12 | 2.2435e-08
393 |  | 1 | 1 | 0 | 0 | 0 | 0 |  | 0.52 | 0.16 | 0 | 0 | 0 | 0 | 0.99918 | 0.98302 | 0.99916 | 0.98599 | 0.99963 | 0.9997 | 0.99975 | 0.99978 | 0.9998 | 0.99981 | 0.48554 | 0.23631 | 2.7523e-07 | 1.0443e-10 | 4.5464e-12 | 3.5652e-08 | 0.99933 | 0.98599 | 0.81942 | 1 | 0.3792 | 0.18456 | 2.1497e-07 | 8.1572e-11 | 3.5512e-12 | 2.7849e-08
394 |  | 1 | 1 | 0 | 0 | 0 | 0 |  | 0.48 | 0.2 | 0 | 0 | 0 | 0 | 0.9993 | 0.98303 | 0.99928 | 0.98594 | 0.99968 | 0.99974 | 0.99979 | 0.99981 | 0.99983 | 0.99984 | 0.45383 | 0.28485 | 2.1117e-07 | 8.9951e-11 | 1.7044e-12 | 4.8993e-08 | 0.99943 | 0.98594 | 0.82221 | 1 | 0.35575 | 0.2233 | 1.6555e-07 | 7.052e-11 | 1.3363e-12 | 3.8411e-08
395 |  | 1 | 1 | 0 | 0 | 0 | 0 |  | 0.44 | 0.24 | 0 | 0 | 0 | 0 | 0.99941 | 0.98278 | 0.9994 | 0.98661 | 0.99973 | 0.99979 | 0.99982 | 0.99984 | 0.99986 | 0.99986 | 0.41829 | 0.32393 | 7.2791e-08 | 2.3298e-10 | 2.5827e-13 | 1.0548e-07 | 0.99952 | 0.98661 | 0.82501 | 1 | 0.3295 | 0.25518 | 5.7344e-08 | 1.8354e-10 | 2.0347e-13 | 8.3098e-08
396 |  | 1 | 1 | 0 | 0 | 0 | 0 |  | 0.4 | 0.28 | 0 | 0 | 0 | 0 | 0.99965 | 0.98232 | 0.99964 | 0.98607 | 0.99984 | 0.99987 | 0.99989 | 0.99991 | 0.99991 | 0.99992 | 0.36667 | 0.35636 | 2.1754e-08 | 2.9714e-08 | 1.2648e-14 | 3.1388e-07 | 0.99971 | 0.98607 | 0.82781 | 1 | 0.28958 | 0.28145 | 1.7182e-08 | 2.3469e-08 | 9.9894e-15 | 2.4791e-07
397 |  | 1 | 1 | 0 | 0 | 0 | 0 |  | 0.36 | 0.32 | 0 | 0 | 0 | 0 | 0.99988 | 0.98235 | 0.99988 | 0.9863 | 0.99995 | 0.99996 | 0.99996 | 0.99997 | 0.99997 | 0.99997 | 0.36172 | 0.39228 | 1.586e-09 | 2.0196e-07 | 1.3657e-15 | 4.5898e-07 | 0.9999 | 0.9863 | 0.8306 | 1 | 0.287 | 0.31125 | 1.2584e-09 | 1.6025e-07 | 1.0837e-15 | 3.6418e-07
398 |  | 1 | 1 | 0 | 0 | 0 | 0 |  | 0.32 | 0.36 | 0 | 0 | 0 | 0 | 1 | 0.98236 | 1 | 0.98599 | 1 | 1 | 1 | 1 | 1 | 1 | 0.4059 | 0.43121 | 9.2789e-10 | 5.9392e-07 | 6.296e-16 | 5.1297e-07 | 1 | 0.98599 | 0.8334 | 1 | 0.32307 | 0.34321 | 7.3853e-10 | 4.7272e-07 | 5.0112e-16 | 4.0828e-07
399 |  | 1 | 1 | 0 | 0 | 0 | 0 |  | 0.28 | 0.4 | 0 | 0 | 0 | 0 | 1 | 0.98215 | 1 | 0.98657 | 1 | 1 | 1 | 1 | 1 | 1 | 0.35686 | 0.47065 | 5.4403e-10 | 8.3731e-07 | 3.1907e-16 | 4.6039e-07 | 1 | 0.98657 | 0.8362 | 1 | 0.28526 | 0.37622 | 4.3488e-10 | 6.6931e-07 | 2.5505e-16 | 3.6802e-07
400 |  | 1 | 1 | 0 | 0 | 0 | 0 |  | 0.24 | 0.44 | 0 | 0 | 0 | 0 | 1 | 0.98252 | 1 | 0.98673 | 1 | 1 | 1 | 1 | 1 | 1 | 0.31411 | 0.50962 | 1.5799e-09 | 2.9769e-06 | 2.6818e-17 | 3.6236e-07 | 1 | 0.98673 | 0.83899 | 1 | 0.2521 | 0.40902 | 1.268e-09 | 2.3892e-06 | 2.1524e-17 | 2.9082e-07
401 |  | 1 | 1 | 0 | 0 | 0 | 0 |  | 0.2 | 0.48 | 0 | 0 | 0 | 0 | 1 | 0.98244 | 1 | 0.98631 | 1 | 1 | 1 | 1 | 1 | 1 | 0.28338 | 0.54593 | 4.4344e-10 | 2.502e-06 | 2.526e-18 | 1.8633e-07 | 1 | 0.98631 | 0.8405 | 1 | 0.22763 | 0.43853 | 3.5621e-10 | 2.0098e-06 | 2.0291e-18 | 1.4967e-07
402 |  | 1 | 1 | 0 | 0 | 0 | 0 |  | 0.16 | 0.52 | 0 | 0 | 0 | 0 | 1 | 0.9818 | 1 | 0.98636 | 1 | 1 | 1 | 1 | 1 | 1 | 0.29269 | 0.57794 | 2.4215e-10 | 4.0436e-06 | 5.0534e-19 | 7.9994e-08 | 1 | 0.98636 | 0.842 | 1 | 0.2354 | 0.46482 | 1.9476e-10 | 3.2521e-06 | 4.0643e-19 | 6.4337e-08
403 |  | 1 | 1 | 0 | 0 | 0 | 0 |  | 0.12 | 0.56 | 0 | 0 | 0 | 0 | 1 | 0.9816 | 1 | 0.98631 | 1 | 1 | 1 | 1 | 1 | 1 | 0.23047 | 0.61622 | 1.0373e-08 | 1.365e-06 | 3.6129e-19 | 3.2944e-08 | 1 | 0.98631 | 0.8435 | 1 | 0.18563 | 0.49634 | 8.3555e-09 | 1.0994e-06 | 2.9101e-19 | 2.6535e-08
404 |  | 1 | 1 | 0 | 0 | 0 | 0 |  | 0.08 | 0.6 | 0 | 0 | 0 | 0 | 1 | 0.98134 | 1 | 0.98612 | 1 | 1 | 1 | 1 | 1 | 1 | 0.17972 | 0.66601 | 5.0281e-09 | 2.0087e-08 | 4.432e-19 | 1.9739e-08 | 1 | 0.98612 | 0.845 | 1 | 0.14492 | 0.53706 | 4.0545e-09 | 1.6198e-08 | 3.5738e-19 | 1.5917e-08
405 |  | 1 | 1 | 0 | 0 | 0 | 0 |  | 0.04 | 0.64 | 0 | 0 | 0 | 0 | 1 | 0.9809 | 1 | 0.98621 | 1 | 1 | 1 | 1 | 1 | 1 | 0.14985 | 0.71669 | 1.1992e-08 | 1.5122e-09 | 6.3337e-21 | 1.5885e-08 | 1 | 0.98621 | 0.8465 | 1 | 0.12101 | 0.57878 | 9.6842e-09 | 1.2212e-09 | 5.115e-21 | 1.2829e-08
406 |  | 1 | 1 | 0 | 0 | 0 | 0 |  | 0 | 0.68 | 0 | 0 | 0 | 0 | 1 | 0.9813 | 1 | 0.98608 | 1 | 1 | 1 | 1 | 1 | 1 | 0.11636 | 0.76028 | 1.3211e-08 | 5.4604e-10 | 4.3162e-22 | 1.6267e-08 | 1 | 0.98608 | 0.848 | 1 | 0.09415 | 0.61517 | 1.0689e-08 | 4.4182e-10 | 3.4924e-22 | 1.3163e-08
407 |  | 1 | 1 | 0 | 0 | 0 | 0 |  | 0 | 0.72 | 0 | 0 | 0 | 0 | 1 | 0.98085 | 1 | 0.98564 | 1 | 1 | 1 | 1 | 1 | 1 | 0.10453 | 0.80158 | 1.4279e-07 | 4.3006e-10 | 1.0486e-20 | 3.7677e-08 | 1 | 0.98564 | 0.8495 | 1 | 0.084618 | 0.64886 | 1.1558e-07 | 3.4812e-10 | 8.4881e-21 | 3.0499e-08
408 |  | 1 | 1 | 0 | 0 | 0 | 0 |  | 0 | 0.76 | 0 | 0 | 0 | 0 | 1 | 0.98059 | 1 | 0.98565 | 1 | 1 | 1 | 1 | 1 | 1 | 0.07024 | 0.8437 | 2.215e-08 | 3.6153e-10 | 4.3909e-21 | 1.4328e-07 | 1 | 0.98565 | 0.851 | 1 | 0.056945 | 0.684 | 1.7957e-08 | 2.931e-10 | 3.5597e-21 | 1.1616e-07
409 |  | 1 | 1 | 0 | 0 | 0 | 0 |  | 0 | 0.8 | 0 | 0 | 0 | 0 | 1 | 0.98048 | 1 | 0.98538 | 1 | 1 | 1 | 1 | 1 | 1 | 0.038738 | 0.88146 | 4.462e-08 | 3.6509e-10 | 7.1245e-21 | 1.6542e-06 | 1 | 0.98538 | 0.8525 | 1 | 0.031439 | 0.71539 | 3.6213e-08 | 2.963e-10 | 5.7823e-21 | 1.3425e-06
410 |  | 0 | 1 | 0 | 0 | 0 | 0 |  | 0 | 0.84 | 0 | 0 | 0 | 0 | 1 | 0.97962 | 1 | 0.98518 | 1 | 1 | 1 | 1 | 1 | 1 | 0.038238 | 0.91038 | 3.3715e-09 | 3.8382e-10 | 1.1951e-21 | 1.4691e-06 | 1 | 0.98518 | 0.854 | 1 | 0.031049 | 0.73921 | 2.7376e-09 | 3.1165e-10 | 9.7043e-22 | 1.1929e-06
411 |  | 0 | 1 | 0 | 0 | 0 | 0 |  | 0 | 0.88 | 0 | 0 | 0 | 0 | 1 | 0.97954 | 1 | 0.98467 | 1 | 1 | 1 | 1 | 1 | 1 | 0.022386 | 0.93063 | 1.9729e-09 | 5.8727e-10 | 1.384e-20 | 1.749e-06 | 1 | 0.98467 | 0.8548 | 1 | 0.018174 | 0.75552 | 1.6017e-09 | 4.7677e-10 | 1.1236e-20 | 1.4199e-06
412 |  | 0 | 1 | 0 | 0 | 0 | 0 |  | 0 | 0.92 | 0 | 0 | 0 | 0 | 1 | 0.97953 | 1 | 0.98422 | 1 | 1 | 1 | 1 | 1 | 1 | 0.015123 | 0.94381 | 2.1523e-09 | 1.8954e-09 | 6.5632e-20 | 1.3605e-06 | 1 | 0.98422 | 0.8556 | 1 | 0.012278 | 0.76624 | 1.7474e-09 | 1.5388e-09 | 5.3283e-20 | 1.1045e-06
413 |  | 0 | 1 | 0 | 0 | 0 | 0 |  | 0 | 0.96 | 0 | 0 | 0 | 0 | 1 | 0.97908 | 1 | 0.98385 | 1 | 1 | 1 | 1 | 1 | 1 | 0.017449 | 0.95215 | 4.0453e-10 | 2.0288e-08 | 7.8856e-21 | 1.3087e-06 | 1 | 0.98385 | 0.8564 | 1 | 0.014162 | 0.77278 | 3.2832e-10 | 1.6466e-08 | 6.4001e-21 | 1.0622e-06
414 |  | 0 | 1 | 0 | 0 | 0 | 0 |  | 0 | 1 | 0 | 0 | 0 | 0 | 1 | 0.97915 | 1 | 0.98369 | 1 | 1 | 1 | 1 | 1 | 1 | 0.01193 | 0.95782 | 2.3387e-09 | 4.1462e-07 | 3.6467e-16 | 6.7928e-07 | 1 | 0.98369 | 0.85719 | 1 | 0.0096892 | 0.77791 | 1.8994e-09 | 3.3674e-07 | 2.9617e-16 | 5.5169e-07
415 |  | 0 | 1 | 0 | 0 | 0 | 0 |  | 0 | 1 | 0 | 0 | 0 | 0 | 1 | 0.97913 | 1 | 0.98336 | 1 | 1 | 1 | 1 | 1 | 1 | 0.008116 | 0.96169 | 1.3598e-09 | 1.6406e-07 | 1.0709e-16 | 3.6932e-07 | 1 | 0.98336 | 0.85799 | 1 | 0.0065931 | 0.78123 | 1.1047e-09 | 1.3327e-07 | 8.6996e-17 | 3.0002e-07
416 |  | 0 | 1 | 0 | 0 | 0 | 0 |  | 0 | 1 | 0 | 0 | 0 | 0 | 1 | 0.97863 | 1 | 0.98332 | 1 | 1 | 1 | 1 | 1 | 1 | 0.0056382 | 0.96412 | 7.1283e-10 | 2.4168e-07 | 2.6861e-17 | 2.6423e-07 | 1 | 0.98332 | 0.85879 | 1 | 0.0045818 | 0.78347 | 5.7927e-10 | 1.964e-07 | 2.1828e-17 | 2.1472e-07
417 |  | 0 | 1 | 0 | 0 | 0 | 0 |  | 0 | 1 | 0 | 0 | 0 | 0 | 1 | 0.9785 | 1 | 0.98227 | 1 | 1 | 1 | 1 | 1 | 1 | 0.0078538 | 0.9662 | 8.7993e-10 | 1.1542e-07 | 2.9642e-16 | 4.7634e-07 | 1 | 0.98227 | 0.85959 | 1 | 0.0063737 | 0.78411 | 7.141e-10 | 9.3671e-08 | 2.4056e-16 | 3.8657e-07
418 |  | 0 | 1 | 0 | 0 | 0 | 0 |  | 0 | 1 | 0 | 0 | 0 | 0 | 1 | 0.97807 | 1 | 0.98204 | 1 | 1 | 1 | 1 | 1 | 1 | 0.0072449 | 0.96886 | 2.5349e-10 | 1.1719e-07 | 1.3676e-15 | 1.7487e-06 | 1 | 0.98204 | 0.86039 | 1 | 0.0058797 | 0.78629 | 2.0572e-10 | 9.5108e-08 | 1.1099e-15 | 1.4192e-06
419 |  | 0 | 1 | 0 | 0 | 0 | 0 |  | 0 | 1 | 0 | 0 | 0 | 0 | 1 | 0.97749 | 1 | 0.98171 | 1 | 1 | 1 | 1 | 1 | 1 | 0.0046337 | 0.97178 | 1.4256e-10 | 2.5519e-08 | 1.7135e-14 | 2.7271e-06 | 1 | 0.98171 | 0.86119 | 1 | 0.0037593 | 0.78839 | 1.1566e-10 | 2.0704e-08 | 1.3902e-14 | 2.2125e-06
420 |  | 0 | 1 | 0 | 0 | 0 | 0 |  | 0 | 1 | 0 | 0 | 0 | 0 | 1 | 0.97752 | 1 | 0.98094 | 1 | 1 | 1 | 1 | 1 | 1 | 0.0046834 | 0.97246 | 6.0444e-10 | 1.5662e-08 | 8.5587e-15 | 3.2101e-06 | 1 | 0.98094 | 0.86199 | 1 | 0.0037973 | 0.78847 | 4.9008e-10 | 1.2699e-08 | 6.9394e-15 | 2.6027e-06
421 |  | 0 | 1 | 0 | 0 | 0 | 0 |  | 0 | 1 | 0 | 0 | 0 | 0 | 1 | 0.97728 | 1 | 0.98141 | 1 | 1 | 1 | 1 | 1 | 1 | 0.0075133 | 0.97264 | 1.0815e-10 | 1.5133e-08 | 1.9011e-14 | 4.4891e-06 | 1 | 0.98141 | 0.862 | 1 | 0.0060961 | 0.78918 | 8.775e-11 | 1.2278e-08 | 1.5425e-14 | 3.6424e-06
422 |  | 0 | 1 | 0 | 0 | 0 | 0 |  | 0 | 1 | 0 | 0 | 0 | 0 | 1 | 0.97706 | 1 | 0.98002 | 1 | 1 | 1 | 1 | 1 | 1 | 0.0064828 | 0.97327 | 1.6071e-11 | 1.1307e-08 | 2.4039e-13 | 3.1891e-06 | 1 | 0.98002 | 0.862 | 1 | 0.005244 | 0.78729 | 1.3e-11 | 9.1468e-09 | 1.9445e-13 | 2.5797e-06
423 |  | 0 | 1 | 0 | 0 | 0 | 0 |  | 0 | 1 | 0 | 0 | 0 | 0 | 1 | 0.9771 | 1 | 0.98036 | 1 | 1 | 1 | 1 | 1 | 1 | 0.0054953 | 0.97439 | 1.6331e-10 | 1.1475e-08 | 1.4021e-12 | 2.3334e-06 | 1 | 0.98036 | 0.862 | 1 | 0.0044485 | 0.78877 | 1.322e-10 | 9.2892e-09 | 1.135e-12 | 1.8889e-06
424 |  | 0 | 1 | 0 | 0 | 0 | 0 |  | 0 | 1 | 0 | 0 | 0 | 0 | 1 | 0.97717 | 1 | 0.97982 | 1 | 1 | 1 | 1 | 1 | 1 | 0.0071421 | 0.97486 | 3.6243e-10 | 7.4843e-09 | 3.514e-09 | 2.0113e-06 | 1 | 0.97982 | 0.862 | 1 | 0.0057756 | 0.78834 | 2.9309e-10 | 6.0523e-09 | 2.8417e-09 | 1.6265e-06
425 |  | 0 | 1 | 0 | 0 | 0 | 0 |  | 0 | 1 | 0 | 0 | 0 | 0 | 1 | 0.9771 | 1 | 0.97948 | 1 | 1 | 1 | 1 | 1 | 1 | 0.0078901 | 0.97433 | 1.2087e-08 | 5.9963e-09 | 1.4464e-10 | 1.1568e-06 | 1 | 0.97948 | 0.862 | 1 | 0.0063756 | 0.78731 | 9.7671e-09 | 4.8453e-09 | 1.1688e-10 | 9.3475e-07
426 |  | 0 | 1 | 0 | 0 | 0 | 0 |  | 0 | 1 | 0 | 0 | 0 | 0 | 1 | 0.97688 | 1 | 0.97973 | 1 | 1 | 1 | 1 | 1 | 1 | 0.01808 | 0.97404 | 0.00080145 | 2.4514e-09 | 1.099e-08 | 9.0135e-07 | 1 | 0.97973 | 0.862 | 1 | 0.014613 | 0.78729 | 0.00064779 | 1.9814e-09 | 8.8825e-09 | 7.2854e-07
427 |  | 0 | 1 | 0 | 0 | 0 | 0 |  | 0 | 1 | 0 | 0 | 0 | 0 | 1 | 0.97681 | 1 | 0.97876 | 1 | 1 | 1 | 1 | 1 | 1 | 0.012225 | 0.97492 | 8.4325e-06 | 5.8311e-10 | 2.8856e-08 | 6.8262e-07 | 1 | 0.97876 | 0.862 | 1 | 0.0098609 | 0.7864 | 6.8019e-06 | 4.7035e-10 | 2.3276e-08 | 5.5062e-07
428 |  | 0 | 1 | 0 | 0 | 0 | 0 |  | 0 | 1 | 0 | 0 | 0 | 0 | 1 | 0.9762 | 1 | 0.97895 | 1 | 1 | 1 | 1 | 1 | 1 | 0.010599 | 0.97622 | 1.5179e-06 | 3.6429e-10 | 1.8087e-08 | 3.906e-07 | 1 | 0.97895 | 0.862 | 1 | 0.008547 | 0.78726 | 1.2241e-06 | 2.9378e-10 | 1.4586e-08 | 3.1499e-07
429 |  | 0 | 1 | 0 | 0 | 0 | 0 |  | 0 | 1 | 0 | 0 | 0 | 0 | 1 | 0.97629 | 1 | 0.97839 | 1 | 1 | 1 | 1 | 1 | 1 | 0.012184 | 0.97698 | 3.0544e-07 | 6.0434e-10 | 4.5452e-08 | 3.4872e-07 | 1 | 0.97839 | 0.862 | 1 | 0.0098152 | 0.78705 | 2.4606e-07 | 4.8685e-10 | 3.6615e-08 | 2.8092e-07
430 |  | 0 | 1 | 0 | 0 | 0 | 0 |  | 0 | 1 | 0 | 0 | 0 | 0 | 1 | 0.97591 | 1 | 0.97799 | 1 | 1 | 1 | 1 | 1 | 1 | 0.013351 | 0.97753 | 1.1366e-06 | 1.3872e-09 | 2.9365e-08 | 9.9613e-07 | 1 | 0.97799 | 0.862 | 1 | 0.010742 | 0.78653 | 9.1453e-07 | 1.1162e-09 | 2.3627e-08 | 8.0149e-07
431 |  | 0 | 1 | 0 | 0 | 0 | 0 |  | 0 | 1 | 0 | 0 | 0 | 0 | 1 | 0.97588 | 1 | 0.97789 | 1 | 1 | 1 | 1 | 1 | 1 | 0.014913 | 0.97854 | 3.8388e-07 | 3.9808e-09 | 6.0155e-08 | 1.2202e-06 | 1 | 0.97789 | 0.862 | 1 | 0.011996 | 0.78716 | 3.0881e-07 | 3.2023e-09 | 4.839e-08 | 9.8157e-07
432 |  | 0 | 1 | 0 | 0 | 0 | 0 |  | 0 | 1 | 0 | 0 | 0 | 0 | 1 | 0.97585 | 1 | 0.97743 | 1 | 1 | 1 | 1 | 1 | 1 | 0.012253 | 0.97972 | 1.2502e-07 | 1.4531e-08 | 8.7703e-08 | 4.2033e-06 | 1 | 0.97743 | 0.862 | 1 | 0.0098468 | 0.78734 | 1.0047e-07 | 1.1678e-08 | 7.0481e-08 | 3.3779e-06
433 |  | 0 | 1 | 0 | 0 | 0 | 0 |  | 0 | 1 | 0 | 0 | 0 | 0 | 1 | 0.97602 | 1 | 0.97773 | 1 | 1 | 1 | 1 | 1 | 1 | 0.0074584 | 0.98046 | 3.6727e-08 | 2.0491e-08 | 7.6207e-08 | 3.8085e-06 | 1 | 0.97773 | 0.862 | 1 | 0.0059986 | 0.78856 | 2.9538e-08 | 1.648e-08 | 6.1291e-08 | 3.0631e-06
434 |  | 0 | 1 | 0 | 0 | 0 | 0 |  | 0 | 1 | 0 | 0 | 0 | 0 | 1 | 0.97588 | 1 | 0.97691 | 1 | 1 | 1 | 1 | 1 | 1 | 0.0083973 | 0.98078 | 3.0816e-08 | 3.6675e-08 | 7.4311e-08 | 3.5534e-06 | 1 | 0.97691 | 0.862 | 1 | 0.0067414 | 0.78737 | 2.4739e-08 | 2.9443e-08 | 5.9657e-08 | 2.8527e-06
435 |  | 0 | 1 | 0 | 0 | 0 | 0 |  | 0 | 1 | 0 | 0 | 0 | 0 | 1 | 0.97577 | 1 | 0.97706 | 1 | 1 | 1 | 1 | 1 | 1 | 0.0087522 | 0.98101 | 1.037e-08 | 6.0432e-07 | 7.0065e-08 | 3.6138e-06 | 1 | 0.97706 | 0.862 | 1 | 0.0070278 | 0.78772 | 8.3266e-09 | 4.8525e-07 | 5.626e-08 | 2.9018e-06
436 |  | 0 | 1 | 0 | 0 | 0 | 0 |  | 0 | 1 | 0 | 0 | 0 | 0 | 0.99988 | 0.97557 | 0.99988 | 0.97696 | 0.99995 | 0.99996 | 0.99996 | 0.99997 | 0.99997 | 0.99997 | 0.0076559 | 0.98115 | 9.9984e-09 | 1.3884e-07 | 6.0542e-08 | 3.3662e-06 | 0.9999 | 0.97696 | 0.862 | 1 | 0.0061426 | 0.78722 | 8.0222e-09 | 1.114e-07 | 4.8576e-08 | 2.7008e-06
437 |  | 0 | 1 | 0 | 0 | 0 | 0 |  | 0 | 1 | 0 | 0 | 0 | 0 | 0.99977 | 0.9755 | 0.99976 | 0.97596 | 0.99989 | 0.99991 | 0.99993 | 0.99994 | 0.99994 | 0.99995 | 0.0041735 | 0.98119 | 6.1332e-09 | 3.1868e-07 | 5.5152e-08 | 1.7793e-06 | 0.99981 | 0.97596 | 0.862 | 1 | 0.0033401 | 0.78528 | 4.9087e-09 | 2.5506e-07 | 4.4141e-08 | 1.4241e-06
438 |  | 0 | 1 | 0 | 0 | 0 | 0 |  | 0 | 1 | 0 | 0 | 0 | 0 | 0.99965 | 0.97519 | 0.99964 | 0.97637 | 0.99984 | 0.99987 | 0.99989 | 0.99991 | 0.99991 | 0.99992 | 0.0036365 | 0.98135 | 1.3207e-09 | 1.6969e-06 | 5.2853e-08 | 2.4898e-07 | 0.99971 | 0.97637 | 0.862 | 1 | 0.0029107 | 0.78552 | 1.0571e-09 | 1.3583e-06 | 4.2308e-08 | 1.993e-07
439 |  | 0 | 1 | 0 | 0 | 0 | 0 |  | 0 | 1 | 0 | 0 | 0 | 0 | 0.99953 | 0.97521 | 0.99952 | 0.97568 | 0.99979 | 0.99983 | 0.99986 | 0.99987 | 0.99988 | 0.99989 | 0.004713 | 0.9817 | 1.5459e-08 | 1.446e-07 | 3.4009e-08 | 1.0861e-07 | 0.99962 | 0.97568 | 0.862 | 1 | 0.0037657 | 0.78442 | 1.2352e-08 | 1.1555e-07 | 2.7177e-08 | 8.6787e-08
440 |  | 0 | 1 | 0 | 0 | 0 | 0 |  | 0 | 1 | 0 | 0 | 0 | 0 | 0.99941 | 0.97507 | 0.9994 | 0.97544 | 0.99973 | 0.99979 | 0.99982 | 0.99984 | 0.99986 | 0.99986 | 0.004448 | 0.98182 | 1.1887e-07 | 1.0943e-07 | 2.4755e-08 | 1.2324e-07 | 0.99952 | 0.97544 | 0.862 | 1 | 0.0035504 | 0.78373 | 9.4887e-08 | 8.7354e-08 | 1.9762e-08 | 9.838e-08
441 |  | 0 | 1 | 0 | 0 | 0 | 0 |  | 0 | 1 | 0 | 0 | 0 | 0 | 0.99941 | 0.97519 | 0.9994 | 0.97546 | 0.99973 | 0.99979 | 0.99982 | 0.99984 | 0.99986 | 0.99986 | 0.0021751 | 0.9816 | 5.0771e-08 | 1.3033e-07 | 8.7283e-09 | 2.9589e-07 | 0.99952 | 0.97546 | 0.8617 | 1 | 0.0017358 | 0.7834 | 4.0521e-08 | 1.0402e-07 | 6.9664e-09 | 2.3616e-07
442 |  | 0 | 1 | 0 | 0 | 0 | 0 |  | 0 | 1 | 0 | 0 | 0 | 0 | 0.99941 | 0.97491 | 0.9994 | 0.97518 | 0.99973 | 0.99979 | 0.99982 | 0.99984 | 0.99986 | 0.99986 | 0.0019067 | 0.98155 | 4.6221e-07 | 9.5905e-08 | 1.4664e-09 | 1.025e-06 | 0.99952 | 0.97518 | 0.8614 | 1 | 0.0015198 | 0.78241 | 3.6845e-07 | 7.6452e-08 | 1.169e-09 | 8.1713e-07
443 |  | 0 | 1 | 0 | 0 | 0 | 0 |  | 0 | 1 | 0 | 0 | 0 | 0 | 0.99941 | 0.97521 | 0.9994 | 0.97522 | 0.99973 | 0.99979 | 0.99982 | 0.99984 | 0.99986 | 0.99986 | 0.0025838 | 0.98223 | 1.6945e-07 | 1.3383e-08 | 2.8809e-10 | 1.5444e-06 | 0.99952 | 0.97522 | 0.8611 | 1 | 0.0020596 | 0.783 | 1.3508e-07 | 1.0669e-08 | 2.2967e-10 | 1.2312e-06
444 |  | 0 | 1 | 0 | 0 | 0 | 0 |  | 0 | 1 | 0 | 0 | 0 | 0 | 0.99941 | 0.97488 | 0.9994 | 0.97459 | 0.99973 | 0.99979 | 0.99982 | 0.99984 | 0.99986 | 0.99986 | 0.00077191 | 0.98344 | 2.3551e-07 | 1.4708e-09 | 3.9381e-11 | 1.2115e-06 | 0.99952 | 0.97459 | 0.8608 | 1 | 0.00061409 | 0.7824 | 1.8737e-07 | 1.1702e-09 | 3.1333e-11 | 9.639e-07
445 |  | 0 | 1 | 0 | 0 | 0 | 0 |  | 0 | 1 | 0 | 0 | 0 | 0 | 0.99941 | 0.97508 | 0.9994 | 0.9746 | 0.99973 | 0.99979 | 0.99982 | 0.99984 | 0.99986 | 0.99986 | 0.00082222 | 0.98453 | 1.7634e-07 | 1.1872e-09 | 1.362e-11 | 1.1632e-06 | 0.99952 | 0.9746 | 0.8605 | 1 | 0.00065403 | 0.78318 | 1.4028e-07 | 9.4444e-10 | 1.0836e-11 | 9.2535e-07
446 |  | 0 | 1 | 0 | 0 | 0 | 0 |  | 0 | 1 | 0 | 0 | 0 | 0 | 0.99941 | 0.97469 | 0.9994 | 0.9744 | 0.99973 | 0.99979 | 0.99982 | 0.99984 | 0.99986 | 0.99986 | 0.0028185 | 0.98512 | 2.9348e-07 | 6.2619e-09 | 3.3684e-11 | 1.0536e-06 | 0.99952 | 0.9744 | 0.8602 | 1 | 0.0022394 | 0.78274 | 2.332e-07 | 4.9758e-09 | 2.6766e-11 | 8.3723e-07
447 |  | 0 | 1 | 0 | 0 | 0 | 0 |  | 0 | 1 | 0 | 0 | 0 | 0 | 0.99941 | 0.9748 | 0.9994 | 0.97415 | 0.99973 | 0.99979 | 0.99982 | 0.99984 | 0.99986 | 0.99986 | 0.0004631 | 0.98543 | 4.7554e-06 | 1.6346e-08 | 2.4735e-11 | 9.1619e-07 | 0.99952 | 0.97415 | 0.8599 | 1 | 0.00036767 | 0.78239 | 3.7757e-06 | 1.2979e-08 | 1.964e-11 | 7.2748e-07
448 |  | 0 | 1 | 0 | 0 | 0 | 0 |  | 0 | 1 | 0 | 0 | 0 | 0 | 0.99941 | 0.97503 | 0.9994 | 0.97401 | 0.99973 | 0.99979 | 0.99982 | 0.99984 | 0.99986 | 0.99986 | 0.00015401 | 0.98587 | 3.0527e-06 | 4.6382e-08 | 1.2062e-11 | 9.0877e-07 | 0.99952 | 0.97401 | 0.8596 | 1 | 0.00012222 | 0.78244 | 2.4229e-06 | 3.6813e-08 | 9.5739e-12 | 7.213e-07
449 |  | 0 | 1 | 0 | 0 | 0 | 0 |  | 0 | 1 | 0 | 0 | 0 | 0 | 0.99941 | 0.97508 | 0.9994 | 0.97419 | 0.99973 | 0.99979 | 0.99982 | 0.99984 | 0.99986 | 0.99986 | 0.00022227 | 0.9867 | 1.7072e-07 | 4.2287e-08 | 1.1949e-11 | 8.9715e-07 | 0.99952 | 0.97419 | 0.8593 | 1 | 0.00017641 | 0.78315 | 1.3551e-07 | 3.3565e-08 | 9.4847e-12 | 7.1213e-07
450 |  | 0 | 1 | 0 | 0 | 0 | 0 |  | 0 | 1 | 0 | 0 | 0 | 0 | 0.99941 | 0.97529 | 0.9994 | 0.97405 | 0.99973 | 0.99979 | 0.99982 | 0.99984 | 0.99986 | 0.99986 | 0.0033614 | 0.98787 | 1.746e-08 | 4.5223e-08 | 1.1863e-10 | 9.6063e-07 | 0.99952 | 0.97405 | 0.859 | 1 | 0.0026667 | 0.78374 | 1.3853e-08 | 3.5881e-08 | 9.4124e-11 | 7.6219e-07
451 |  | 0 | 1 | 0 | 0 | 0 | 0 |  | 0 | 1 | 0 | 0 | 0 | 0 | 0.9993 | 0.97542 | 0.99928 | 0.97445 | 0.99968 | 0.99974 | 0.99979 | 0.99981 | 0.99983 | 0.99984 | 0.0023393 | 0.989 | 2.226e-09 | 7.8935e-08 | 7.84e-10 | 1.0157e-06 | 0.99943 | 0.97445 | 0.8584 | 1 | 0.0018556 | 0.78456 | 1.7659e-09 | 6.2622e-08 | 6.2199e-10 | 8.0583e-07
452 |  | 0 | 1 | 0 | 0 | 0 | 0 |  | 0 | 1 | 0 | 0 | 0 | 0 | 0.99918 | 0.97552 | 0.99916 | 0.97402 | 0.99963 | 0.9997 | 0.99975 | 0.99978 | 0.9998 | 0.99981 | 0.00015947 | 0.98975 | 1.624e-09 | 6.185e-08 | 9.4208e-10 | 9.8693e-07 | 0.99933 | 0.97402 | 0.8578 | 1 | 0.00012626 | 0.78368 | 1.2859e-09 | 4.8977e-08 | 7.4601e-10 | 7.8154e-07
453 |  | 0 | 1 | 0 | 0 | 0 | 0 |  | 0 | 1 | 0 | 0 | 0 | 0 | 0.99906 | 0.97524 | 0.99904 | 0.9744 | 0.99957 | 0.99966 | 0.99971 | 0.99975 | 0.99977 | 0.99978 | 0.00014243 | 0.99017 | 1.9699e-09 | 7.8747e-08 | 5.0947e-08 | 9.5752e-07 | 0.99924 | 0.9744 | 0.8572 | 1 | 0.0001127 | 0.78356 | 1.5589e-09 | 6.2321e-08 | 4.0321e-08 | 7.5782e-07
454 |  | 0 | 1 | 0 | 0 | 0 | 0 |  | 0 | 1 | 0 | 0 | 0 | 0 | 0.99895 | 0.97525 | 0.99892 | 0.97432 | 0.99952 | 0.99961 | 0.99968 | 0.99972 | 0.99974 | 0.99976 | 0.0064798 | 0.9906 | 2.1915e-09 | 9.076e-08 | 1.5029e-08 | 9.5543e-07 | 0.99914 | 0.97432 | 0.8566 | 1 | 0.005121 | 0.78294 | 1.7322e-09 | 7.1741e-08 | 1.188e-08 | 7.5524e-07
455 |  | 0 | 1 | 0 | 0 | 0 | 0 |  | 0 | 1 | 0 | 0 | 0 | 0 | 0.99883 | 0.97534 | 0.9988 | 0.97416 | 0.99947 | 0.99957 | 0.99964 | 0.99969 | 0.99971 | 0.99973 | 0.0030433 | 0.99108 | 2.4077e-09 | 8.7203e-08 | 3.36e-08 | 1.0143e-06 | 0.99905 | 0.97416 | 0.856 | 1 | 0.0024019 | 0.78229 | 1.9006e-09 | 6.884e-08 | 2.6525e-08 | 8.0071e-07
456 |  | 0 | 1 | 0 | 0 | 0 | 0 |  | 0 | 1 | 0 | 0 | 0 | 0 | 0.99883 | 0.97507 | 0.9988 | 0.97396 | 0.99947 | 0.99957 | 0.99964 | 0.99969 | 0.99971 | 0.99973 | 0.00044517 | 0.99096 | 1.7906e-08 | 5.1788e-08 | 1.7294e-07 | 1.4136e-06 | 0.99905 | 0.97396 | 0.85539 | 1 | 0.00035086 | 0.7811 | 1.4115e-08 | 4.0825e-08 | 1.3633e-07 | 1.1144e-06
457 |  | 0 | 1 | 0 | 0 | 0 | 0 |  | 0 | 1 | 0 | 0 | 0 | 0 | 0.99883 | 0.97502 | 0.9988 | 0.97424 | 0.99947 | 0.99957 | 0.99964 | 0.99969 | 0.99971 | 0.99973 | 0.00044417 | 0.98993 | 1.9546e-06 | 2.2254e-08 | 1.0131e-07 | 3.5511e-06 | 0.99905 | 0.97424 | 0.85479 | 1 | 0.00035002 | 0.78016 | 1.5405e-06 | 1.754e-08 | 7.985e-08 | 2.799e-06
458 |  | 0 | 1 | 0 | 0 | 0 | 0 |  | 0 | 1 | 0 | 0 | 0 | 0 | 0.99883 | 0.97528 | 0.9988 | 0.97374 | 0.99947 | 0.99957 | 0.99964 | 0.99969 | 0.99971 | 0.99973 | 0.00098043 | 0.98863 | 6.8944e-06 | 1.318e-08 | 2.8368e-07 | 5.2805e-06 | 0.99905 | 0.97374 | 0.85419 | 1 | 0.00077146 | 0.778 | 5.4259e-06 | 1.0373e-08 | 2.2327e-07 | 4.1561e-06
459 |  | 0 | 1 | 0 | 0 | 0 | 0 |  | 0 | 1 | 0 | 0 | 0 | 0 | 0.99883 | 0.97526 | 0.9988 | 0.97427 | 0.99947 | 0.99957 | 0.99964 | 0.99969 | 0.99971 | 0.99973 | 0.00077102 | 0.98799 | 8.6061e-07 | 9.941e-09 | 1.0357e-07 | 4.3757e-06 | 0.99905 | 0.97427 | 0.85359 | 1 | 0.00060691 | 0.77778 | 6.7755e-07 | 7.8268e-09 | 8.1542e-08 | 3.4452e-06
460 |  | 0 | 1 | 0 | 0 | 0 | 0 |  | 0 | 1 | 0 | 0 | 0 | 0 | 0.99883 | 0.97541 | 0.9988 | 0.97387 | 0.99947 | 0.99957 | 0.99964 | 0.99969 | 0.99971 | 0.99973 | 0.00030675 | 0.98841 | 3.6847e-07 | 5.9956e-09 | 1.2925e-07 | 4.4266e-06 | 0.99905 | 0.97387 | 0.853 | 1 | 0.00024113 | 0.77704 | 2.897e-07 | 4.714e-09 | 1.0163e-07 | 3.4806e-06
461 |  | 0 | 1 | 0 | 0 | 0 | 0 |  | 0 | 1 | 0 | 0 | 0 | 0 | 0.99871 | 0.97548 | 0.99868 | 0.97454 | 0.99941 | 0.99953 | 0.99961 | 0.99965 | 0.99968 | 0.9997 | 8.0093e-05 | 0.98943 | 3.2454e-05 | 3.6599e-09 | 1.7866e-07 | 5.8377e-06 | 0.99895 | 0.97454 | 0.8529 | 1 | 6.3018e-05 | 0.77859 | 2.554e-05 | 2.8804e-09 | 1.4061e-07 | 4.5945e-06
462 |  | 0 | 1 | 0 | 0 | 0 | 0 |  | 0 | 1 | 0 | 0 | 0 | 0 | 0.9986 | 0.97568 | 0.99856 | 0.97404 | 0.99936 | 0.99948 | 0.99957 | 0.99962 | 0.99965 | 0.99967 | 9.839e-05 | 0.99029 | 5.1126e-06 | 3.4873e-09 | 1.1861e-07 | 5.0645e-06 | 0.99886 | 0.97404 | 0.8528 | 1 | 7.7313e-05 | 0.77825 | 4.0182e-06 | 2.741e-09 | 9.323e-08 | 3.9808e-06
463 |  | 0 | 1 | 0 | 0 | 0 | 0 |  | 0 | 1 | 0 | 0 | 0 | 0 | 0.99848 | 0.97561 | 0.99844 | 0.97403 | 0.99931 | 0.99944 | 0.99953 | 0.99959 | 0.99963 | 0.99965 | 7.1312e-05 | 0.99074 | 9.2081e-05 | 8.177e-09 | 9.0689e-08 | 5.8687e-06 | 0.99876 | 0.97403 | 0.8527 | 1 | 5.6001e-05 | 0.77814 | 7.2328e-05 | 6.4232e-09 | 7.1241e-08 | 4.6103e-06
464 |  | 0 | 1 | 0 | 0 | 0 | 0 |  | 0 | 1 | 0 | 0 | 0 | 0 | 0.99836 | 0.97574 | 0.99832 | 0.97442 | 0.99926 | 0.9994 | 0.9995 | 0.99956 | 0.9996 | 0.99962 | 5.6665e-05 | 0.99107 | 4.1585e-06 | 2.5819e-08 | 1.5551e-07 | 5.6817e-06 | 0.99867 | 0.97442 | 0.8526 | 1 | 4.4519e-05 | 0.77874 | 3.2679e-06 | 2.0291e-08 | 1.2222e-07 | 4.4654e-06
465 |  | 0 | 1 | 0 | 0 | 0 | 0 |  | 0 | 1 | 0 | 0 | 0 | 0 | 0.99824 | 0.97571 | 0.9982 | 0.97396 | 0.9992 | 0.99936 | 0.99946 | 0.99953 | 0.99957 | 0.99959 | 4.9259e-05 | 0.99151 | 1.1806e-06 | 2.069e-07 | 1.1929e-07 | 4.6679e-06 | 0.99857 | 0.97396 | 0.8525 | 1 | 3.8643e-05 | 0.77794 | 9.2639e-07 | 1.6236e-07 | 9.3618e-08 | 3.6633e-06
466 |  | 0 | 1 | 0 | 0 | 0 | 0 |  | 0 | 1 | 0 | 0 | 0 | 0 | 0.99824 | 0.97573 | 0.9982 | 0.97449 | 0.9992 | 0.99936 | 0.99946 | 0.99953 | 0.99957 | 0.99959 | 3.5387e-05 | 0.99197 | 3.7516e-07 | 8.531e-08 | 6.3906e-08 | 3.6918e-06 | 0.99857 | 0.97449 | 0.8524 | 1 | 2.7788e-05 | 0.77908 | 2.9468e-07 | 6.7013e-08 | 5.0202e-08 | 2.9002e-06
467 |  | 0 | 1 | 0 | 0 | 0 | 0 |  | 0 | 1 | 0 | 0 | 0 | 0 | 0.99824 | 0.97594 | 0.9982 | 0.97418 | 0.9992 | 0.99936 | 0.99946 | 0.99953 | 0.99957 | 0.99959 | 2.0471e-05 | 0.99231 | 5.3651e-07 | 2.5784e-07 | 1.9529e-08 | 2.9803e-06 | 0.99857 | 0.97418 | 0.8523 | 1 | 1.6066e-05 | 0.77893 | 4.2119e-07 | 2.0243e-07 | 1.5333e-08 | 2.34e-06
468 |  | 0 | 1 | 0 | 0 | 0 | 0 |  | 0 | 1 | 0 | 0 | 0 | 0 | 0.99824 | 0.97603 | 0.9982 | 0.97466 | 0.9992 | 0.99936 | 0.99946 | 0.99953 | 0.99957 | 0.99959 | 1.54e-05 | 0.99266 | 4.2856e-07 | 4.1104e-07 | 1.1101e-08 | 3.0522e-06 | 0.99857 | 0.97466 | 0.8522 | 1 | 1.2098e-05 | 0.77995 | 3.3677e-07 | 3.2302e-07 | 8.724e-09 | 2.3987e-06
469 |  | 0 | 1 | 0 | 0 | 0 | 0 |  | 0 | 1 | 0 | 0 | 0 | 0 | 0.99824 | 0.97604 | 0.9982 | 0.97452 | 0.9992 | 0.99936 | 0.99946 | 0.99953 | 0.99957 | 0.99959 | 1.1106e-05 | 0.99321 | 6.8576e-07 | 1.5371e-06 | 4.622e-09 | 2.3571e-06 | 0.99857 | 0.97452 | 0.8521 | 1 | 8.7216e-06 | 0.78009 | 5.3866e-07 | 1.2075e-06 | 3.631e-09 | 1.8518e-06
470 |  | 0 | 1 | 0 | 0 | 0 | 0 |  | 0 | 1 | 0 | 0 | 0 | 0 | 0.99824 | 0.9759 | 0.9982 | 0.9746 | 0.9992 | 0.99936 | 0.99946 | 0.99953 | 0.99957 | 0.99959 | 6.6759e-06 | 0.9938 | 1.7574e-06 | 1.3192e-06 | 3.0757e-09 | 2.4478e-06 | 0.99857 | 0.9746 | 0.85199 | 0.99995 | 5.2417e-06 | 0.78042 | 1.3802e-06 | 1.0362e-06 | 2.4158e-09 | 1.9227e-06
471 |  | 0 | 1 | 0 | 0 | 0 | 0 |  | 0 | 1 | 0 | 0 | 0 | 0 | 0.99824 | 0.97623 | 0.9982 | 0.97505 | 0.9992 | 0.99936 | 0.99946 | 0.99953 | 0.99957 | 0.99959 | 4.2284e-06 | 0.99396 | 2.0547e-05 | 1.5369e-06 | 1.8763e-08 | 1.9079e-06 | 0.99857 | 0.97505 | 0.85149 | 0.99986 | 3.3219e-06 | 0.781 | 1.6147e-05 | 1.2078e-06 | 1.4746e-08 | 1.4995e-06
472 |  | 0 | 1 | 0 | 0 | 0 | 0 |  | 0 | 1 | 0 | 0 | 0 | 0 | 0.99824 | 0.97619 | 0.9982 | 0.97472 | 0.9992 | 0.99936 | 0.99946 | 0.99953 | 0.99957 | 0.99959 | 3.1786e-06 | 0.99345 | 2.1807e-05 | 1.5006e-06 | 1.137e-08 | 1.4181e-06 | 0.99857 | 0.97472 | 0.85099 | 0.99977 | 2.4937e-06 | 0.77952 | 1.7113e-05 | 1.1776e-06 | 8.9231e-09 | 1.113e-06
473 |  | 0 | 1 | 0 | 0 | 0 | 0 |  | 0 | 1 | 0 | 0 | 0 | 0 | 0.99824 | 0.97626 | 0.9982 | 0.97495 | 0.9992 | 0.99936 | 0.99946 | 0.99953 | 0.99957 | 0.99959 | 2.6068e-06 | 0.99263 | 2.7203e-05 | 1.5429e-06 | 1.5159e-08 | 2.0863e-06 | 0.99857 | 0.97495 | 0.8505 | 0.99969 | 2.0449e-06 | 0.77878 | 2.1345e-05 | 1.2107e-06 | 1.1896e-08 | 1.6372e-06
474 |  | 0 | 1 | 0 | 0 | 0 | 0 |  | 0 | 1 | 0 | 0 | 0 | 0 | 0.99824 | 0.97631 | 0.9982 | 0.97495 | 0.9992 | 0.99936 | 0.99946 | 0.99953 | 0.99957 | 0.99959 | 2.4137e-06 | 0.99213 | 0.00010094 | 2.4415e-06 | 1.1656e-06 | 2.9164e-06 | 0.99857 | 0.97495 | 0.85 | 0.9996 | 1.8922e-06 | 0.7779 | 7.9154e-05 | 1.9146e-06 | 9.1407e-07 | 2.2872e-06
475 |  | 0 | 1 | 0 | 0 | 0 | 0 |  | 0 | 1 | 0 | 0 | 0 | 0 | 0.99824 | 0.97639 | 0.9982 | 0.9753 | 0.9992 | 0.99936 | 0.99946 | 0.99953 | 0.99957 | 0.99959 | 4.625e-06 | 0.99229 | 1.2644e-05 | 7.5274e-07 | 5.2394e-07 | 2.9074e-06 | 0.99857 | 0.9753 | 0.8495 | 0.99951 | 3.6262e-06 | 0.77812 | 9.9163e-06 | 5.9038e-07 | 4.1094e-07 | 2.2804e-06
476 |  | 0 | 1 | 0 | 0 | 0 | 0 |  | 0 | 1 | 0 | 0 | 0 | 0 | 0.99824 | 0.97656 | 0.9982 | 0.97534 | 0.9992 | 0.99936 | 0.99946 | 0.99953 | 0.99957 | 0.99959 | 8.7296e-06 | 0.99288 | 3.1732e-06 | 3.8048e-07 | 1.6656e-06 | 3.1984e-06 | 0.99857 | 0.97534 | 0.849 | 0.99942 | 6.8415e-06 | 0.77825 | 2.4876e-06 | 2.9828e-07 | 1.3058e-06 | 2.5076e-06
477 |  | 0 | 1 | 0 | 0 | 0 | 0 |  | 0 | 1 | 0 | 0 | 0 | 0 | 0.99824 | 0.97656 | 0.9982 | 0.97554 | 0.9992 | 0.99936 | 0.99946 | 0.99953 | 0.99957 | 0.99959 | 8.5137e-06 | 0.99342 | 2.7873e-06 | 6.0774e-07 | 9.0692e-07 | 2.9231e-06 | 0.99857 | 0.97554 | 0.8485 | 0.99934 | 6.6706e-06 | 0.77847 | 2.1845e-06 | 4.7633e-07 | 7.1084e-07 | 2.2912e-06
478 |  | 0 | 1 | 0 | 0 | 0 | 0 |  | 0 | 1 | 0 | 0 | 0 | 0 | 0.99824 | 0.97666 | 0.9982 | 0.97565 | 0.9992 | 0.99936 | 0.99946 | 0.99953 | 0.99957 | 0.99959 | 1.2689e-05 | 0.99366 | 7.8518e-07 | 2.3012e-07 | 7.3686e-07 | 2.7509e-06 | 0.99857 | 0.97565 | 0.848 | 0.99925 | 9.9382e-06 | 0.7784 | 6.1514e-07 | 1.803e-07 | 5.7735e-07 | 2.1555e-06
479 |  | 0 | 1 | 0 | 0 | 0 | 0 |  | 0 | 1 | 0 | 0 | 0 | 0 | 0.99824 | 0.97671 | 0.9982 | 0.97567 | 0.9992 | 0.99936 | 0.99946 | 0.99953 | 0.99957 | 0.99959 | 1.5104e-05 | 0.9936 | 7.0133e-08 | 2.2388e-07 | 3.583e-07 | 2.4978e-06 | 0.99857 | 0.97567 | 0.8475 | 0.99916 | 1.1823e-05 | 0.77789 | 5.4913e-08 | 1.753e-07 | 2.8058e-07 | 1.956e-06
480 |  | 0 | 1 | 0 | 0 | 0 | 0 |  | 0 | 1 | 0 | 0 | 0 | 0 | 0.99824 | 0.97679 | 0.9982 | 0.97578 | 0.9992 | 0.99936 | 0.99946 | 0.99953 | 0.99957 | 0.99959 | 4.6864e-06 | 0.99319 | 5.3224e-08 | 2.2704e-07 | 1.495e-07 | 2.4287e-06 | 0.99857 | 0.97578 | 0.847 | 0.99908 | 3.6671e-06 | 0.77729 | 4.1658e-08 | 1.7772e-07 | 1.1703e-07 | 1.9012e-06
481 |  | 0 | 1 | 0 | 0 | 0 | 0 |  | 0 | 1 | 0 | 0 | 0 | 0 | 0.99824 | 0.97682 | 0.9982 | 0.9759 | 0.9992 | 0.99936 | 0.99946 | 0.99953 | 0.99957 | 0.99959 | 7.3117e-06 | 0.99228 | 5.6521e-08 | 2.7779e-07 | 1.0775e-07 | 3.4006e-06 | 0.99857 | 0.9759 | 0.8469 | 0.999 | 5.7217e-06 | 0.77663 | 4.4242e-08 | 2.1746e-07 | 8.4352e-08 | 2.6622e-06
482 |  | 0 | 1 | 0 | 0 | 0 | 0 |  | 0 | 1 | 0 | 0 | 0 | 0 | 0.99824 | 0.97678 | 0.9982 | 0.97593 | 0.9992 | 0.99936 | 0.99946 | 0.99953 | 0.99957 | 0.99959 | 5.251e-06 | 0.99086 | 7.8498e-08 | 1.7792e-07 | 5.406e-08 | 1.6336e-05 | 0.99857 | 0.97593 | 0.8468 | 0.99891 | 4.1084e-06 | 0.77537 | 6.1433e-08 | 1.3925e-07 | 4.2312e-08 | 1.2786e-05
483 |  | 0 | 1 | 0 | 0 | 0 | 0 |  | 0 | 1 | 0 | 0 | 0 | 0 | 0.99824 | 0.97695 | 0.9982 | 0.97622 | 0.9992 | 0.99936 | 0.99946 | 0.99953 | 0.99957 | 0.99959 | 2.0864e-06 | 0.98933 | 1.4689e-07 | 1.3668e-07 | 2.3528e-08 | 1.3813e-05 | 0.99857 | 0.97622 | 0.8467 | 0.99883 | 1.6333e-06 | 0.77462 | 1.1502e-07 | 1.0703e-07 | 1.8426e-08 | 1.0818e-05
484 |  | 0 | 1 | 0 | 0 | 0 | 0 |  | 0 | 1 | 0 | 0 | 0 | 0 | 0.99824 | 0.97699 | 0.9982 | 0.97647 | 0.9992 | 0.99936 | 0.99946 | 0.99953 | 0.99957 | 0.99959 | 4.8201e-07 | 0.98844 | 9.0232e-07 | 2.0395e-07 | 2.1285e-08 | 1.1904e-05 | 0.99857 | 0.97647 | 0.8466 | 0.99875 | 3.7747e-07 | 0.77419 | 7.0682e-07 | 1.5977e-07 | 1.6675e-08 | 9.3257e-06
485 |  | 0 | 1 | 0 | 0 | 0 | 0 |  | 0 | 1 | 0 | 0 | 0 | 0 | 0.99824 | 0.9771 | 0.9982 | 0.97626 | 0.9992 | 0.99936 | 0.99946 | 0.99953 | 0.99957 | 0.99959 | 8.0828e-07 | 0.98876 | 9.1343e-05 | 2.8841e-06 | 2.2245e-08 | 1.5639e-05 | 0.99857 | 0.97626 | 0.8465 | 0.99867 | 6.3267e-07 | 0.77405 | 7.1515e-05 | 2.2582e-06 | 1.7418e-08 | 1.2246e-05
486 |  | 0 | 1 | 0 | 0 | 0 | 0 |  | 0 | 1 | 0 | 0 | 0 | 0 | 0.99813 | 0.97703 | 0.99808 | 0.97651 | 0.99915 | 0.99931 | 0.99943 | 0.9995 | 0.99954 | 0.99956 | 1.1135e-05 | 0.99026 | 0.00051148 | 3.9316e-05 | 2.9077e-08 | 9.665e-06 | 0.99848 | 0.97651 | 0.8464 | 0.99859 | 8.7144e-06 | 0.77511 | 0.0004004 | 3.078e-05 | 2.2765e-08 | 7.5671e-06
487 |  | 0 | 1 | 0 | 0 | 0 | 0 |  | 0 | 1 | 0 | 0 | 0 | 0 | 0.99801 | 0.97696 | 0.99797 | 0.97644 | 0.9991 | 0.99927 | 0.99939 | 0.99947 | 0.99951 | 0.99954 | 6.0661e-06 | 0.99228 | 0.00070505 | 7.7526e-05 | 9.3265e-08 | 9.9753e-06 | 0.99839 | 0.97644 | 0.8463 | 0.99851 | 4.7437e-06 | 0.7761 | 0.00055151 | 6.0648e-05 | 7.2963e-08 | 7.8041e-06
488 |  | 0 | 1 | 0 | 0 | 0 | 0 |  | 0 | 1 | 0 | 0 | 0 | 0 | 0.99789 | 0.97718 | 0.99785 | 0.97663 | 0.99904 | 0.99923 | 0.99936 | 0.99943 | 0.99948 | 0.99951 | 2.0355e-05 | 0.99402 | 5.0332e-05 | 5.231e-06 | 3.8136e-07 | 5.8134e-06 | 0.99829 | 0.97663 | 0.8462 | 0.99843 | 1.5918e-05 | 0.77748 | 3.9372e-05 | 4.0923e-06 | 2.9836e-07 | 4.5483e-06
489 |  | 0 | 1 | 0 | 0 | 0 | 0 |  | 0 | 1 | 0 | 0 | 0 | 0 | 0.99778 | 0.97726 | 0.99773 | 0.97687 | 0.99899 | 0.99918 | 0.99932 | 0.9994 | 0.99945 | 0.99948 | 1.7472e-05 | 0.995 | 0.00084779 | 8.9239e-05 | 2.5816e-07 | 7.8915e-06 | 0.9982 | 0.97687 | 0.8461 | 0.99835 | 1.3663e-05 | 0.77824 | 0.00066319 | 6.9813e-05 | 2.0197e-07 | 6.1742e-06
490 |  | 0 | 1 | 0 | 0 | 0 | 0 |  | 0 | 1 | 0 | 0 | 0 | 0 | 0.99766 | 0.9773 | 0.99761 | 0.97683 | 0.99894 | 0.99914 | 0.99928 | 0.99937 | 0.99942 | 0.99946 | 5.8973e-06 | 0.99528 | 5.4585e-05 | 6.1372e-05 | 1.88e-07 | 2.5143e-06 | 0.9981 | 0.97683 | 0.846 | 0.99827 | 4.6088e-06 | 0.77798 | 4.2674e-05 | 4.7984e-05 | 1.47e-07 | 1.966e-06
491 |  | 0 | 1 | 0 | 0 | 0 | 0 |  | 0 | 1 | 0 | 0 | 0 | 0 | 0.99766 | 0.97748 | 0.99761 | 0.97722 | 0.99894 | 0.99914 | 0.99928 | 0.99937 | 0.99942 | 0.99946 | 5.2827e-06 | 0.99518 | 1.9967e-05 | 1.128e-05 | 1.1127e-07 | 6.5119e-06 | 0.9981 | 0.97722 | 0.8459 | 0.9982 | 4.1318e-06 | 0.77853 | 1.5622e-05 | 8.8265e-06 | 8.7074e-08 | 5.0959e-06
492 |  | 0 | 1 | 0 | 0 | 0 | 0 |  | 0 | 1 | 0 | 0 | 0 | 0 | 0.99766 | 0.97735 | 0.99761 | 0.97679 | 0.99894 | 0.99914 | 0.99928 | 0.99937 | 0.99942 | 0.99946 | 2.7623e-05 | 0.99498 | 7.9221e-06 | 4.0893e-06 | 9.746e-08 | 2.036e-05 | 0.9981 | 0.97679 | 0.8458 | 0.99812 | 2.1578e-05 | 0.77742 | 6.1908e-06 | 3.1959e-06 | 7.6172e-08 | 1.5913e-05
493 |  | 0 | 1 | 0 | 0 | 0 | 0 |  | 0 | 1 | 0 | 0 | 0 | 0 | 0.99766 | 0.97732 | 0.99761 | 0.97741 | 0.99894 | 0.99914 | 0.99928 | 0.99937 | 0.99942 | 0.99946 | 1.0234e-05 | 0.99475 | 1.6287e-05 | 3.1274e-06 | 5.6717e-08 | 1.4671e-05 | 0.9981 | 0.97741 | 0.8457 | 0.99805 | 8.0034e-06 | 0.77807 | 1.2741e-05 | 2.4467e-06 | 4.4375e-08 | 1.1479e-05
494 |  | 0 | 1 | 0 | 0 | 0 | 0 |  | 0 | 1 | 0 | 0 | 0 | 0 | 0.99766 | 0.97732 | 0.99761 | 0.97739 | 0.99894 | 0.99914 | 0.99928 | 0.99937 | 0.99942 | 0.99946 | 2.8474e-05 | 0.99462 | 4.373e-05 | 3.7542e-07 | 3.4663e-08 | 1.6366e-05 | 0.9981 | 0.97739 | 0.8456 | 0.99797 | 2.2262e-05 | 0.77778 | 3.4202e-05 | 2.9364e-07 | 2.7114e-08 | 1.2802e-05
495 |  | 0 | 1 | 0 | 0 | 0 | 0 |  | 0 | 1 | 0 | 0 | 0 | 0 | 0.99766 | 0.97751 | 0.99761 | 0.97723 | 0.99894 | 0.99914 | 0.99928 | 0.99937 | 0.99942 | 0.99946 | 3.5847e-05 | 0.99467 | 6.8731e-06 | 2.3183e-07 | 3.0161e-08 | 1.5259e-05 | 0.9981 | 0.97723 | 0.8455 | 0.9979 | 2.8017e-05 | 0.77757 | 5.3738e-06 | 1.8127e-07 | 2.3585e-08 | 1.1932e-05
496 |  | 0 | 1 | 0 | 0 | 0 | 0 |  | 0 | 1 | 0 | 0 | 0 | 0 | 0.99766 | 0.97734 | 0.99761 | 0.97741 | 0.99894 | 0.99914 | 0.99928 | 0.99937 | 0.99942 | 0.99946 | 3.7845e-05 | 0.995 | 1.8396e-07 | 1.2405e-07 | 2.4891e-08 | 1.0951e-05 | 0.9981 | 0.97741 | 0.8454 | 0.99783 | 2.9579e-05 | 0.77784 | 1.4383e-07 | 9.6996e-08 | 1.9464e-08 | 8.5634e-06
497 |  | 0 | 1 | 0 | 0 | 0 | 0 |  | 0 | 1 | 0 | 0 | 0 | 0 | 0.99766 | 0.97729 | 0.99761 | 0.97762 | 0.99894 | 0.99914 | 0.99928 | 0.99937 | 0.99942 | 0.99946 | 5.124e-05 | 0.99558 | 3.8032e-05 | 1.116e-07 | 2.4712e-08 | 7.7095e-06 | 0.9981 | 0.97762 | 0.8453 | 0.99775 | 4.0055e-05 | 0.77843 | 2.9741e-05 | 8.7276e-08 | 1.9327e-08 | 6.0298e-06
498 |  | 0 | 1 | 0 | 0 | 0 | 0 |  | 0 | 1 | 0 | 0 | 0 | 0 | 0.99766 | 0.97756 | 0.99761 | 0.97761 | 0.99894 | 0.99914 | 0.99928 | 0.99937 | 0.99942 | 0.99946 | 5.2527e-05 | 0.99619 | 1.2768e-06 | 1.1623e-06 | 2.1501e-08 | 3.9073e-06 | 0.9981 | 0.97761 | 0.8452 | 0.99768 | 4.1064e-05 | 0.77895 | 9.985e-07 | 9.0904e-07 | 1.6817e-08 | 3.0562e-06
499 |  | 0 | 1 | 0 | 0 | 0 | 0 |  | 0 | 1 | 0 | 0 | 0 | 0 | 0.99766 | 0.9775 | 0.99761 | 0.97774 | 0.99894 | 0.99914 | 0.99928 | 0.99937 | 0.99942 | 0.99946 | 3.8858e-05 | 0.99656 | 6.1403e-07 | 2.7344e-07 | 4.9063e-08 | 1.9743e-06 | 0.9981 | 0.97774 | 0.8451 | 0.99761 | 3.0378e-05 | 0.77926 | 4.802e-07 | 2.1386e-07 | 3.8376e-08 | 1.5442e-06
500 |  | 0 | 1 | 0 | 0 | 0 | 0 |  | 0 | 1 | 0 | 0 | 0 | 0 | 0.99766 | 0.97762 | 0.99761 | 0.97758 | 0.99894 | 0.99914 | 0.99928 | 0.99937 | 0.99942 | 0.99946 | 5.0523e-05 | 0.99656 | 1.8259e-05 | 4.3749e-07 | 2.4428e-07 | 1.1699e-06 | 0.9981 | 0.97758 | 0.845 | 0.99754 | 3.9483e-05 | 0.77895 | 1.4274e-05 | 3.4204e-07 | 1.9099e-07 | 9.1476e-07
501 |  | 0 | 1 | 0 | 0 | 0 | 0 |  | 0 | 1 | 0 | 0 | 0 | 0 | 0.99766 | 0.97746 | 0.99761 | 0.97803 | 0.99894 | 0.99914 | 0.99928 | 0.99937 | 0.99942 | 0.99946 | 4.4711e-05 | 0.99626 | 1.9361e-06 | 1.3371e-06 | 1.5654e-07 | 8.0038e-07 | 0.9981 | 0.97803 | 0.845 | 0.99748 | 3.4965e-05 | 0.77926 | 1.5146e-06 | 1.0461e-06 | 1.2248e-07 | 6.2625e-07
502 |  | 0 | 1 | 0 | 0 | 0 | 0 |  | 0 | 1 | 0 | 0 | 0 | 0 | 0.99766 | 0.97776 | 0.99761 | 0.97769 | 0.99894 | 0.99914 | 0.99928 | 0.99937 | 0.99942 | 0.99946 | 2.899e-05 | 0.99586 | 4.7036e-06 | 1.5576e-06 | 1.1556e-07 | 6.3084e-07 | 0.9981 | 0.97769 | 0.845 | 0.99741 | 2.266e-05 | 0.77858 | 3.6779e-06 | 1.218e-06 | 9.0369e-08 | 4.9335e-07
503 |  | 0 | 1 | 0 | 0 | 0 | 0 |  | 0 | 1 | 0 | 0 | 0 | 0 | 0.99766 | 0.97774 | 0.99761 | 0.97794 | 0.99894 | 0.99914 | 0.99928 | 0.99937 | 0.99942 | 0.99946 | 2.1538e-05 | 0.9956 | 2.2757e-05 | 1.6264e-06 | 7.5852e-08 | 5.6135e-07 | 0.9981 | 0.97794 | 0.845 | 0.99734 | 1.6843e-05 | 0.77872 | 1.7802e-05 | 1.2724e-06 | 5.9345e-08 | 4.3921e-07
504 |  | 0 | 1 | 0 | 0 | 0 | 0 |  | 0 | 1 | 0 | 0 | 0 | 0 | 0.99766 | 0.97751 | 0.99761 | 0.97811 | 0.99894 | 0.99914 | 0.99928 | 0.99937 | 0.99942 | 0.99946 | 4.6713e-05 | 0.99554 | 3.7235e-05 | 2.5018e-06 | 4.9093e-08 | 5.4398e-07 | 0.9981 | 0.97811 | 0.845 | 0.99728 | 3.6531e-05 | 0.7787 | 2.9129e-05 | 1.9574e-06 | 3.8411e-08 | 4.2563e-07
505 |  | 0 | 1 | 0 | 0 | 0 | 0 |  | 0 | 1 | 0 | 0 | 0 | 0 | 0.99766 | 0.97778 | 0.99761 | 0.978 | 0.99894 | 0.99914 | 0.99928 | 0.99937 | 0.99942 | 0.99946 | 2.8372e-05 | 0.99563 | 5.9424e-05 | 2.7735e-06 | 3.9194e-08 | 5.6452e-07 | 0.9981 | 0.978 | 0.845 | 0.99721 | 2.2187e-05 | 0.77876 | 4.6487e-05 | 2.1699e-06 | 3.0666e-08 | 4.417e-07
506 |  | 0 | 1 | 0 | 0 | 0 | 0 |  | 0 | 1 | 0 | 0 | 0 | 0 | 0.99754 | 0.97784 | 0.99749 | 0.97832 | 0.99888 | 0.9991 | 0.99925 | 0.99934 | 0.9994 | 0.99943 | 3.5977e-05 | 0.99575 | 0.0023445 | 1.2931e-06 | 4.7849e-08 | 6.9966e-07 | 0.99801 | 0.97832 | 0.845 | 0.99715 | 2.8142e-05 | 0.77908 | 0.0018346 | 1.012e-06 | 3.7448e-08 | 5.476e-07
507 |  | 0 | 1 | 0 | 0 | 0 | 0 |  | 0 | 1 | 0 | 0 | 0 | 0 | 0.99743 | 0.9775 | 0.99737 | 0.97822 | 0.99883 | 0.99905 | 0.99921 | 0.99931 | 0.99937 | 0.9994 | 4.0147e-05 | 0.99587 | 9.9506e-05 | 1.5621e-06 | 3.6268e-08 | 1.1867e-06 | 0.99791 | 0.97822 | 0.845 | 0.99708 | 3.1372e-05 | 0.77838 | 7.7788e-05 | 1.2213e-06 | 2.8357e-08 | 9.2782e-07
508 |  | 0 | 1 | 0 | 0 | 0 | 0 |  | 0 | 1 | 0 | 0 | 0 | 0 | 0.99731 | 0.97764 | 0.99725 | 0.97852 | 0.99878 | 0.99901 | 0.99918 | 0.99928 | 0.99934 | 0.99937 | 2.0696e-05 | 0.99599 | 9.8144e-05 | 2.0641e-06 | 4.2281e-08 | 3.2192e-06 | 0.99782 | 0.97852 | 0.845 | 0.99702 | 1.6178e-05 | 0.77874 | 7.6749e-05 | 1.6143e-06 | 3.3069e-08 | 2.5179e-06
509 |  | 0 | 1 | 0 | 0 | 0 | 0 |  | 0 | 1 | 0 | 0 | 0 | 0 | 0.99719 | 0.97762 | 0.99713 | 0.97842 | 0.99872 | 0.99897 | 0.99914 | 0.99925 | 0.99931 | 0.99935 | 3.0327e-05 | 0.99619 | 5.8153e-05 | 1.9331e-06 | 7.7481e-08 | 8.9817e-06 | 0.99772 | 0.97842 | 0.845 | 0.99696 | 2.369e-05 | 0.77836 | 4.5445e-05 | 1.5108e-06 | 6.056e-08 | 7.0204e-06
510 |  | 0 | 1 | 0 | 0 | 0 | 0 |  | 0 | 1 | 0 | 0 | 0 | 0 | 0.99708 | 0.97766 | 0.99701 | 0.9783 | 0.99867 | 0.99893 | 0.99911 | 0.99922 | 0.99928 | 0.99932 | 8.0875e-05 | 0.99648 | 3.7788e-05 | 1.8814e-06 | 1.1272e-07 | 8.6063e-06 | 0.99763 | 0.9783 | 0.845 | 0.9969 | 6.3135e-05 | 0.7781 | 2.9512e-05 | 1.4695e-06 | 8.8045e-08 | 6.723e-06
511 |  | 0 | 1 | 0 | 0 | 0 | 0 |  | 0 | 1 | 0 | 0 | 0 | 0 | 0.99708 | 0.97749 | 0.99701 | 0.97855 | 0.99867 | 0.99893 | 0.99911 | 0.99922 | 0.99928 | 0.99932 | 9.9135e-05 | 0.99677 | 2.5156e-05 | 2.623e-06 | 8.2964e-08 | 9.0667e-06 | 0.99763 | 0.97855 | 0.845 | 0.99684 | 7.7412e-05 | 0.77855 | 1.9652e-05 | 2.0493e-06 | 6.4824e-08 | 7.0846e-06
512 |  | 0 | 1 | 0 | 0 | 0 | 0 |  | 0 | 1 | 0 | 0 | 0 | 0 | 0.99708 | 0.97757 | 0.99701 | 0.97851 | 0.99867 | 0.99893 | 0.99911 | 0.99922 | 0.99928 | 0.99932 | 2.074e-05 | 0.99697 | 3.4935e-06 | 1.0858e-06 | 9.6244e-08 | 9.916e-06 | 0.99763 | 0.97851 | 0.845 | 0.99678 | 1.6194e-05 | 0.77865 | 2.729e-06 | 8.4825e-07 | 7.5194e-08 | 7.7476e-06
513 |  | 0 | 1 | 0 | 0 | 0 | 0 |  | 0 | 1 | 0 | 0 | 0 | 0 | 0.99708 | 0.97766 | 0.99701 | 0.97832 | 0.99867 | 0.99893 | 0.99911 | 0.99922 | 0.99928 | 0.99932 | 8.1942e-06 | 0.997 | 1.1533e-06 | 1.5599e-06 | 9.6848e-08 | 1.0684e-05 | 0.99763 | 0.97832 | 0.845 | 0.99672 | 6.3959e-06 | 0.7784 | 9.0057e-07 | 1.2182e-06 | 7.564e-08 | 8.3447e-06
514 |  | 0 | 1 | 0 | 0 | 0 | 0 |  | 0 | 1 | 0 | 0 | 0 | 0 | 0.99708 | 0.97747 | 0.99701 | 0.97836 | 0.99867 | 0.99893 | 0.99911 | 0.99922 | 0.99928 | 0.99932 | 0.00021672 | 0.99689 | 5.3867e-06 | 1.2363e-06 | 8.4663e-08 | 9.7316e-06 | 0.99763 | 0.97836 | 0.845 | 0.99666 | 0.00016913 | 0.77819 | 4.2057e-06 | 9.6536e-07 | 6.6112e-08 | 7.5996e-06
515 |  | 0 | 1 | 0 | 0 | 0 | 0 |  | 0 | 1 | 0 | 0 | 0 | 0 | 0.99708 | 0.97727 | 0.99701 | 0.97838 | 0.99867 | 0.99893 | 0.99911 | 0.99922 | 0.99928 | 0.99932 | 5.1e-05 | 0.99677 | 1.783e-06 | 1.9411e-06 | 8.7437e-08 | 1.0398e-05 | 0.99763 | 0.97838 | 0.845 | 0.99661 | 3.9791e-05 | 0.77791 | 1.3918e-06 | 1.5154e-06 | 6.8263e-08 | 8.1184e-06
516 |  | 0 | 1 | 0 | 0 | 0 | 0 |  | 0 | 1 | 0 | 0 | 0 | 0 | 0.99708 | 0.97753 | 0.99701 | 0.9786 | 0.99867 | 0.99893 | 0.99911 | 0.99922 | 0.99928 | 0.99932 | 2.8317e-05 | 0.99674 | 3.0261e-06 | 7.4542e-07 | 6.0263e-08 | 1.1848e-05 | 0.99763 | 0.9786 | 0.845 | 0.99655 | 2.2109e-05 | 0.77841 | 2.3637e-06 | 5.8231e-07 | 4.7079e-08 | 9.2567e-06
517 |  | 0 | 1 | 0 | 0 | 0 | 0 |  | 0 | 1 | 0 | 0 | 0 | 0 | 0.99708 | 0.97757 | 0.99701 | 0.97822 | 0.99867 | 0.99893 | 0.99911 | 0.99922 | 0.99928 | 0.99932 | 7.1432e-07 | 0.99688 | 3.8442e-06 | 5.6677e-07 | 1.1651e-07 | 9.8421e-06 | 0.99763 | 0.97822 | 0.845 | 0.9965 | 5.5727e-07 | 0.77791 | 3.0003e-06 | 4.424e-07 | 9.095e-08 | 7.6832e-06
518 |  | 0 | 1 | 0 | 0 | 0 | 0 |  | 0 | 1 | 0 | 0 | 0 | 0 | 0.99708 | 0.97746 | 0.99701 | 0.97838 | 0.99867 | 0.99893 | 0.99911 | 0.99922 | 0.99928 | 0.99932 | 2.811e-07 | 0.99712 | 5.0312e-06 | 5.6351e-07 | 2.2588e-07 | 6.8541e-06 | 0.99763 | 0.97838 | 0.845 | 0.99644 | 2.1933e-07 | 0.77822 | 3.9273e-06 | 4.3993e-07 | 1.7635e-07 | 5.3515e-06
519 |  | 0 | 1 | 0 | 0 | 0 | 0 |  | 0 | 1 | 0 | 0 | 0 | 0 | 0.99708 | 0.97733 | 0.99701 | 0.97834 | 0.99867 | 0.99893 | 0.99911 | 0.99922 | 0.99928 | 0.99932 | 1.3689e-07 | 0.99733 | 3.8095e-06 | 1.4259e-07 | 1.3506e-07 | 5.1327e-06 | 0.99763 | 0.97834 | 0.845 | 0.99639 | 1.0678e-07 | 0.77816 | 2.9729e-06 | 1.1129e-07 | 1.0542e-07 | 4.0064e-06
520 |  | 0 | 1 | 0 | 0 | 0 | 0 |  | 0 | 1 | 0 | 0 | 0 | 0 | 0.99708 | 0.9776 | 0.99701 | 0.97837 | 0.99867 | 0.99893 | 0.99911 | 0.99922 | 0.99928 | 0.99932 | 5.8146e-08 | 0.9974 | 8.1284e-05 | 1.4259e-07 | 1.4765e-07 | 4.8504e-06 | 0.99763 | 0.97837 | 0.845 | 0.99634 | 4.537e-08 | 0.77845 | 6.3452e-05 | 1.1132e-07 | 1.1528e-07 | 3.7871e-06
521 |  | 0 | 1 | 0 | 0 | 0 | 0 |  | 0 | 1 | 0 | 0 | 0 | 0 | 0.99708 | 0.97771 | 0.99701 | 0.97834 | 0.99867 | 0.99893 | 0.99911 | 0.99922 | 0.99928 | 0.99932 | 2.354e-08 | 0.99735 | 7.8125e-06 | 5.187e-07 | 1.48e-07 | 3.8393e-06 | 0.99763 | 0.97834 | 0.84539 | 0.99628 | 1.8376e-08 | 0.77877 | 6.1014e-06 | 4.0514e-07 | 1.156e-07 | 2.999e-06
522 |  | 0 | 1 | 0 | 0 | 0 | 0 |  | 0 | 1 | 0 | 0 | 0 | 0 | 0.99708 | 0.97731 | 0.99701 | 0.97856 | 0.99867 | 0.99893 | 0.99911 | 0.99922 | 0.99928 | 0.99932 | 1.301e-08 | 0.99729 | 2.093e-05 | 2.9248e-07 | 1.2384e-07 | 3.4805e-06 | 0.99763 | 0.97856 | 0.84579 | 0.99623 | 1.0161e-08 | 0.77907 | 1.6353e-05 | 2.2855e-07 | 9.6776e-08 | 2.72e-06
523 |  | 0 | 1 | 0 | 0 | 0 | 0 |  | 0 | 1 | 0 | 0 | 0 | 0 | 0.99708 | 0.97768 | 0.99701 | 0.97841 | 0.99867 | 0.99893 | 0.99911 | 0.99922 | 0.99928 | 0.99932 | 1.216e-08 | 0.99734 | 9.1713e-05 | 3.5186e-07 | 9.4089e-08 | 3.6002e-06 | 0.99763 | 0.97841 | 0.8462 | 0.99618 | 9.5018e-09 | 0.7795 | 7.1694e-05 | 2.7509e-07 | 7.3564e-08 | 2.8149e-06
524 |  | 0 | 1 | 0 | 0 | 0 | 0 |  | 0 | 1 | 0 | 0 | 0 | 0 | 0.99708 | 0.97749 | 0.99701 | 0.97857 | 0.99867 | 0.99893 | 0.99911 | 0.99922 | 0.99928 | 0.99932 | 2.5227e-08 | 0.99751 | 7.9401e-05 | 2.8986e-07 | 1.0411e-07 | 3.1741e-06 | 0.99763 | 0.97857 | 0.8466 | 0.99613 | 1.9723e-08 | 0.78008 | 6.2105e-05 | 2.2674e-07 | 8.1447e-08 | 2.4832e-06
525 |  | 0 | 1 | 0 | 0 | 0 | 0 |  | 0 | 1 | 0 | 0 | 0 | 0 | 0.99708 | 0.97756 | 0.99701 | 0.97856 | 0.99867 | 0.99893 | 0.99911 | 0.99922 | 0.99928 | 0.99932 | 8.6044e-08 | 0.9977 | 0.0023768 | 6.3142e-07 | 1.9802e-07 | 3.1469e-06 | 0.99763 | 0.97856 | 0.847 | 0.99609 | 6.7303e-08 | 0.78059 | 0.00186 | 4.9416e-07 | 1.5498e-07 | 2.4631e-06
526 |  | 0 | 1 | 0 | 0 | 0 | 0 |  | 0 | 1 | 0 | 0 | 0 | 0 | 0.99708 | 0.97729 | 0.99701 | 0.97857 | 0.99867 | 0.99893 | 0.99911 | 0.99922 | 0.99928 | 0.99932 | 1.333e-06 | 0.99772 | 0.0030844 | 2.7093e-07 | 3.1252e-07 | 3.3654e-06 | 0.99763 | 0.97857 | 0.8474 | 0.99604 | 1.0428e-06 | 0.78074 | 0.002414 | 2.1207e-07 | 2.4464e-07 | 2.6345e-06
527 |  | 0 | 1 | 0 | 0 | 0 | 0 |  | 0 | 1 | 0 | 0 | 0 | 0 | 0.99708 | 0.97737 | 0.99701 | 0.97847 | 0.99867 | 0.99893 | 0.99911 | 0.99922 | 0.99928 | 0.99932 | 2.2203e-07 | 0.99748 | 0.00035054 | 4.4313e-07 | 3.3764e-07 | 3.678e-06 | 0.99763 | 0.97847 | 0.8478 | 0.99599 | 1.7375e-07 | 0.78078 | 0.00027444 | 3.4696e-07 | 2.6439e-07 | 2.8801e-06
528 |  | 0 | 1 | 0 | 0 | 0 | 0 |  | 0 | 1 | 0 | 0 | 0 | 0 | 0.99708 | 0.97704 | 0.99701 | 0.97827 | 0.99867 | 0.99893 | 0.99911 | 0.99922 | 0.99928 | 0.99932 | 1.5707e-07 | 0.99707 | 0.00021734 | 3.8236e-07 | 4.3833e-07 | 3.9025e-06 | 0.99763 | 0.97827 | 0.8482 | 0.99595 | 1.2288e-07 | 0.78023 | 0.00017011 | 2.9929e-07 | 3.4312e-07 | 3.055e-06
529 |  | 0 | 1 | 0 | 0 | 0 | 0 |  | 0 | 1 | 0 | 0 | 0 | 0 | 0.99708 | 0.97724 | 0.99701 | 0.97856 | 0.99867 | 0.99893 | 0.99911 | 0.99922 | 0.99928 | 0.99932 | 1.1015e-06 | 0.9967 | 0.00033121 | 9.6054e-08 | 3.613e-07 | 3.9976e-06 | 0.99763 | 0.97856 | 0.8486 | 0.9959 | 8.6274e-07 | 0.78088 | 0.00025953 | 7.5277e-08 | 2.8316e-07 | 3.1332e-06
530 |  | 0 | 1 | 0 | 0 | 0 | 0 |  | 0 | 1 | 0 | 0 | 0 | 0 | 0.99708 | 0.97727 | 0.99701 | 0.97817 | 0.99867 | 0.99893 | 0.99911 | 0.99922 | 0.99928 | 0.99932 | 1.6198e-07 | 0.99655 | 0.00048919 | 1.4928e-07 | 2.5699e-07 | 3.9858e-06 | 0.99763 | 0.97817 | 0.849 | 0.99586 | 1.2683e-07 | 0.78051 | 0.00038321 | 1.1695e-07 | 2.0135e-07 | 3.1229e-06
531 |  | 0 | 1 | 0 | 0 | 0 | 0 |  | 0 | 1 | 0 | 0 | 0 | 0 | 0.99708 | 0.97711 | 0.99701 | 0.97864 | 0.99867 | 0.99893 | 0.99911 | 0.99922 | 0.99928 | 0.99932 | 2.1174e-07 | 0.99665 | 0.0019398 | 3.5735e-07 | 2.2473e-07 | 3.8605e-06 | 0.99763 | 0.97864 | 0.8493 | 0.99581 | 1.6598e-07 | 0.78145 | 0.0015212 | 2.8027e-07 | 1.7627e-07 | 3.0281e-06
532 |  | 0 | 1 | 0 | 0 | 0 | 0 |  | 0 | 1 | 0 | 0 | 0 | 0 | 0.99708 | 0.97739 | 0.99701 | 0.97802 | 0.99867 | 0.99893 | 0.99911 | 0.99922 | 0.99928 | 0.99932 | 1.8078e-07 | 0.99685 | 0.0014064 | 5.0786e-08 | 2.4357e-07 | 3.7122e-06 | 0.99763 | 0.97802 | 0.8496 | 0.99577 | 1.4161e-07 | 0.78109 | 0.0011022 | 3.9805e-08 | 1.9092e-07 | 2.9099e-06
533 |  | 0 | 1 | 0 | 0 | 0 | 0 |  | 0 | 1 | 0 | 0 | 0 | 0 | 0.99708 | 0.97712 | 0.99701 | 0.97839 | 0.99867 | 0.99893 | 0.99911 | 0.99922 | 0.99928 | 0.99932 | 2.1863e-07 | 0.99696 | 0.0012311 | 2.4452e-08 | 2.2155e-07 | 3.6249e-06 | 0.99763 | 0.97839 | 0.8499 | 0.99573 | 1.714e-07 | 0.78178 | 0.00096553 | 1.918e-08 | 1.7379e-07 | 2.8436e-06
534 |  | 0 | 1 | 0 | 0 | 0 | 0 |  | 0 | 1 | 0 | 0 | 0 | 0 | 0.99708 | 0.97728 | 0.99701 | 0.97828 | 0.99867 | 0.99893 | 0.99911 | 0.99922 | 0.99928 | 0.99932 | 9.1557e-08 | 0.99693 | 0.00097242 | 3.8141e-08 | 1.8928e-07 | 3.7831e-06 | 0.99763 | 0.97828 | 0.8502 | 0.99569 | 7.1795e-08 | 0.78195 | 0.00076286 | 2.9925e-08 | 1.4851e-07 | 2.9684e-06
535 |  | 0 | 1 | 0 | 0 | 0 | 0 |  | 0 | 1 | 0 | 0 | 0 | 0 | 0.99708 | 0.97723 | 0.99701 | 0.97808 | 0.99867 | 0.99893 | 0.99911 | 0.99922 | 0.99928 | 0.99932 | 1.8894e-07 | 0.99687 | 0.00069973 | 2.3225e-06 | 1.8923e-07 | 4.9343e-06 | 0.99763 | 0.97808 | 0.8505 | 0.99565 | 1.4814e-07 | 0.78179 | 0.00054886 | 1.822e-06 | 1.4845e-07 | 3.8712e-06
536 |  | 0 | 1 | 0 | 0 | 0 | 0 |  | 0 | 1 | 0 | 0 | 0 | 0 | 0.99708 | 0.97686 | 0.99701 | 0.97813 | 0.99867 | 0.99893 | 0.99911 | 0.99922 | 0.99928 | 0.99932 | 4.4102e-07 | 0.99682 | 0.00063087 | 6.4361e-07 | 1.8671e-07 | 6.2824e-06 | 0.99763 | 0.97813 | 0.8508 | 0.99561 | 3.4579e-07 | 0.78178 | 0.00049487 | 5.0492e-07 | 1.4648e-07 | 4.9291e-06
537 |  | 0 | 1 | 1 | 0 | 0 | 0 |  | 0 | 1 | 0 | 0 | 0 | 0 | 0.99708 | 0.97694 | 0.99701 | 0.97775 | 0.99867 | 0.99893 | 0.99911 | 0.99922 | 0.99928 | 0.99932 | 1.4217e-06 | 0.99632 | 0.001686 | 3.4208e-06 | 1.8455e-07 | 5.4726e-06 | 0.99763 | 0.97775 | 0.8511 | 0.99557 | 1.1143e-06 | 0.78109 | 0.001322 | 2.6826e-06 | 1.4473e-07 | 4.292e-06
538 |  | 0 | 1 | 1 | 0 | 0 | 0 |  | 0 | 1 | 0 | 0 | 0 | 0 | 0.99708 | 0.97695 | 0.99701 | 0.9781 | 0.99867 | 0.99893 | 0.99911 | 0.99922 | 0.99928 | 0.99932 | 5.0669e-06 | 0.99432 | 0.0070965 | 8.1461e-07 | 1.6276e-07 | 5.8867e-06 | 0.99763 | 0.9781 | 0.8514 | 0.99553 | 3.9755e-06 | 0.78033 | 0.0055703 | 6.3949e-07 | 1.2778e-07 | 4.6216e-06
539 |  | 0 | 1 | 1 | 0 | 0 | 0 |  | 0 | 1 | 0 | 0 | 0 | 0 | 0.99708 | 0.9766 | 0.99701 | 0.97754 | 0.99867 | 0.99893 | 0.99911 | 0.99922 | 0.99928 | 0.99932 | 2.5084e-05 | 0.98919 | 0.052904 | 9.8843e-07 | 1.6506e-07 | 9.5935e-06 | 0.99763 | 0.97754 | 0.8517 | 0.99549 | 1.9657e-05 | 0.77538 | 0.041476 | 7.7501e-07 | 1.2943e-07 | 7.5229e-06
540 |  | 0 | 1 | 1 | 0 | 0 | 0 |  | 0 | 0.98 | 0.02 | 0 | 0 | 0 | 0.99708 | 0.97666 | 0.99701 | 0.97769 | 0.99867 | 0.99893 | 0.99911 | 0.99922 | 0.99928 | 0.99932 | 0.00010501 | 0.98002 | 0.094121 | 7.8336e-07 | 1.4487e-07 | 1.5444e-05 | 0.99763 | 0.97769 | 0.852 | 0.99546 | 8.235e-05 | 0.76873 | 0.073842 | 6.1464e-07 | 1.1367e-07 | 1.2119e-05
541 |  | 0 | 1 | 1 | 0 | 0 | 0 |  | 0 | 0.94 | 0.06 | 0 | 0 | 0 | 0.99696 | 0.97658 | 0.99689 | 0.97776 | 0.99862 | 0.99888 | 0.99907 | 0.99918 | 0.99925 | 0.99929 | 6.2735e-05 | 0.96651 | 0.12991 | 7.4859e-07 | 1.3333e-07 | 1.2805e-05 | 0.99753 | 0.97776 | 0.8523 | 0.99542 | 4.9197e-05 | 0.75813 | 0.10192 | 5.8737e-07 | 1.0462e-07 | 1.0048e-05
542 |  | 0 | 1 | 1 | 0 | 0 | 0 |  | 0 | 0.9 | 0.1 | 0 | 0 | 0 | 0.99684 | 0.97693 | 0.99677 | 0.97743 | 0.99856 | 0.99884 | 0.99903 | 0.99915 | 0.99922 | 0.99927 | 1.9174e-05 | 0.94918 | 0.17605 | 5.9149e-07 | 1.4174e-07 | 1.3468e-05 | 0.99744 | 0.97743 | 0.8526 | 0.99538 | 1.503e-05 | 0.74426 | 0.13807 | 4.6393e-07 | 1.1118e-07 | 1.0565e-05
543 |  | 0 | 1 | 1 | 0 | 0 | 0 |  | 0 | 0.86 | 0.14 | 0 | 0 | 0 | 0.99673 | 0.97681 | 0.99665 | 0.97754 | 0.99851 | 0.9988 | 0.999 | 0.99912 | 0.99919 | 0.99924 | 0.00011254 | 0.92839 | 0.21572 | 5.2221e-07 | 1.4515e-07 | 1.5682e-05 | 0.99734 | 0.97754 | 0.8529 | 0.99535 | 8.8219e-05 | 0.72799 | 0.16919 | 4.0962e-07 | 1.1387e-07 | 1.2302e-05
544 |  | 0 | 1 | 1 | 0 | 0 | 0 |  | 0 | 0.82 | 0.18 | 0 | 0 | 0 | 0.99661 | 0.97667 | 0.99653 | 0.97743 | 0.99846 | 0.99875 | 0.99896 | 0.99909 | 0.99916 | 0.99921 | 4.2491e-05 | 0.90382 | 0.24804 | 3.1038e-07 | 7.3801e-08 | 1.6766e-05 | 0.99725 | 0.97743 | 0.8532 | 0.99532 | 3.3295e-05 | 0.70842 | 0.19446 | 2.4336e-07 | 5.7869e-08 | 1.3147e-05
545 |  | 0 | 1 | 1 | 0 | 0 | 0 |  | 0 | 0.78 | 0.22 | 0 | 0 | 0 | 0.99649 | 0.97666 | 0.99641 | 0.97739 | 0.9984 | 0.99871 | 0.99893 | 0.99906 | 0.99914 | 0.99918 | 1.408e-05 | 0.8747 | 0.29874 | 1.2441e-07 | 6.4706e-08 | 1.3786e-05 | 0.99715 | 0.97739 | 0.8535 | 0.99528 | 1.1031e-05 | 0.68549 | 0.23417 | 9.7533e-08 | 5.0731e-08 | 1.0809e-05
546 |  | 0 | 1 | 1 | 0 | 0 | 0 |  | 0 | 0.74 | 0.26 | 0 | 0 | 0 | 0.99649 | 0.97671 | 0.99641 | 0.97735 | 0.9984 | 0.99871 | 0.99893 | 0.99906 | 0.99914 | 0.99918 | 2.4703e-05 | 0.83952 | 0.33259 | 2.513e-07 | 9.9101e-08 | 1.2117e-05 | 0.99715 | 0.97735 | 0.8538 | 0.99525 | 1.9359e-05 | 0.65811 | 0.26078 | 1.9706e-07 | 7.772e-08 | 9.5035e-06
547 |  | 0 | 1 | 1 | 0 | 0 | 0 |  | 0 | 0.7 | 0.3 | 0 | 0 | 0 | 0.99649 | 0.97653 | 0.99641 | 0.977 | 0.9984 | 0.99871 | 0.99893 | 0.99906 | 0.99914 | 0.99918 | 1.3003e-05 | 0.79853 | 0.36796 | 2.8365e-06 | 9.3535e-08 | 1.0497e-05 | 0.99715 | 0.977 | 0.8541 | 0.99522 | 1.0184e-05 | 0.62562 | 0.28835 | 2.2231e-06 | 7.3312e-08 | 8.2278e-06
548 |  | 0 | 1 | 1 | 0 | 0 | 0 |  | 0 | 0.66 | 0.34 | 0 | 0 | 0 | 0.99649 | 0.97652 | 0.99641 | 0.97734 | 0.9984 | 0.99871 | 0.99893 | 0.99906 | 0.99914 | 0.99918 | 2.4379e-06 | 0.75284 | 0.40835 | 7.451e-07 | 1.0561e-07 | 7.9876e-06 | 0.99715 | 0.97734 | 0.8544 | 0.99519 | 1.9113e-06 | 0.5904 | 0.32031 | 5.8454e-07 | 8.2855e-08 | 6.2671e-06
549 |  | 0 | 1 | 1 | 0 | 0 | 0 |  | 0 | 0.62 | 0.38 | 0 | 0 | 0 | 0.99649 | 0.97648 | 0.99641 | 0.97682 | 0.9984 | 0.99871 | 0.99893 | 0.99906 | 0.99914 | 0.99918 | 1.4029e-06 | 0.70518 | 0.4467 | 1.5495e-06 | 1.814e-07 | 6.2505e-06 | 0.99715 | 0.97682 | 0.8547 | 0.99516 | 1.099e-06 | 0.5526 | 0.35012 | 1.2147e-06 | 1.4221e-07 | 4.9004e-06
550 |  | 0 | 1 | 1 | 0 | 0 | 0 |  | 0 | 0.58 | 0.42 | 0 | 0 | 0 | 0.99649 | 0.9764 | 0.99641 | 0.97697 | 0.9984 | 0.99871 | 0.99893 | 0.99906 | 0.99914 | 0.99918 | 9.5766e-07 | 0.65858 | 0.48642 | 1.7854e-06 | 1.9504e-07 | 4.1496e-06 | 0.99715 | 0.97697 | 0.855 | 0.99513 | 7.5063e-07 | 0.51636 | 0.38146 | 1.4004e-06 | 1.5299e-07 | 3.255e-06
551 |  | 0 | 1 | 1 | 0 | 0 | 0 |  | 0 | 0.54 | 0.46 | 0 | 0 | 0 | 0.99649 | 0.97643 | 0.99641 | 0.97685 | 0.9984 | 0.99871 | 0.99893 | 0.99906 | 0.99914 | 0.99918 | 6.9857e-07 | 0.61515 | 0.52789 | 9.3772e-07 | 1.3504e-07 | 2.5495e-06 | 0.99715 | 0.97685 | 0.8552 | 0.9951 | 5.4754e-07 | 0.4823 | 0.41398 | 7.3547e-07 | 1.0593e-07 | 1.9999e-06
552 |  | 0 | 1 | 1 | 0 | 0 | 0 |  | 0 | 0.5 | 0.5 | 0 | 0 | 0 | 0.99649 | 0.97618 | 0.99641 | 0.97697 | 0.9984 | 0.99871 | 0.99893 | 0.99906 | 0.99914 | 0.99918 | 5.216e-07 | 0.57376 | 0.56713 | 1.8576e-06 | 1.2097e-07 | 1.7839e-06 | 0.99715 | 0.97697 | 0.8554 | 0.99507 | 4.0892e-07 | 0.44995 | 0.44485 | 1.4573e-06 | 9.4909e-08 | 1.3996e-06
553 |  | 0 | 1 | 1 | 0 | 0 | 0 |  | 0 | 0.46 | 0.54 | 0 | 0 | 0 | 0.99649 | 0.97662 | 0.99641 | 0.97675 | 0.9984 | 0.99871 | 0.99893 | 0.99906 | 0.99914 | 0.99918 | 3.913e-07 | 0.53125 | 0.60449 | 5.0555e-06 | 1.2275e-07 | 1.5884e-06 | 0.99715 | 0.97675 | 0.8556 | 0.99505 | 3.0683e-07 | 0.4167 | 0.47424 | 3.9668e-06 | 9.6323e-08 | 1.2465e-06
554 |  | 0 | 1 | 1 | 0 | 0 | 0 |  | 0 | 0.42 | 0.58 | 0 | 0 | 0 | 0.99649 | 0.97655 | 0.99641 | 0.9768 | 0.9984 | 0.99871 | 0.99893 | 0.99906 | 0.99914 | 0.99918 | 2.931e-07 | 0.48842 | 0.64347 | 1.4577e-06 | 8.6756e-08 | 1.7772e-06 | 0.99715 | 0.9768 | 0.8558 | 0.99502 | 2.2988e-07 | 0.38319 | 0.50494 | 1.1441e-06 | 6.8094e-08 | 1.395e-06
555 |  | 0 | 1 | 1 | 0 | 0 | 0 |  | 0 | 0.38 | 0.62 | 0 | 0 | 0 | 0.99649 | 0.97633 | 0.99641 | 0.97659 | 0.9984 | 0.99871 | 0.99893 | 0.99906 | 0.99914 | 0.99918 | 2.1561e-07 | 0.44875 | 0.68433 | 5.3068e-07 | 8.9717e-08 | 2.5362e-06 | 0.99715 | 0.97659 | 0.856 | 0.99499 | 1.6903e-07 | 0.35191 | 0.53677 | 4.1631e-07 | 7.0387e-08 | 1.9898e-06
556 |  | 0 | 1 | 1 | 0 | 0 | 0 |  | 0 | 0.34 | 0.66 | 0 | 0 | 0 | 0.99649 | 0.97631 | 0.99641 | 0.97668 | 0.9984 | 0.99871 | 0.99893 | 0.99906 | 0.99914 | 0.99918 | 1.5289e-07 | 0.41156 | 0.72562 | 4.8884e-07 | 1.6007e-07 | 4.4607e-06 | 0.99715 | 0.97668 | 0.8562 | 0.99497 | 1.199e-07 | 0.32287 | 0.56937 | 3.8362e-07 | 1.2562e-07 | 3.501e-06
557 |  | 0 | 1 | 1 | 0 | 0 | 0 |  | 0 | 0.3 | 0.7 | 0 | 0 | 0 | 0.99649 | 0.97644 | 0.99641 | 0.97655 | 0.9984 | 0.99871 | 0.99893 | 0.99906 | 0.99914 | 0.99918 | 1.0413e-07 | 0.37433 | 0.76613 | 5.0181e-07 | 9.2368e-08 | 4.0171e-06 | 0.99715 | 0.97655 | 0.8564 | 0.99494 | 8.1667e-08 | 0.29368 | 0.6012 | 3.9384e-07 | 7.2498e-08 | 3.1532e-06
558 |  | 0 | 1 | 1 | 0 | 0 | 0 |  | 0 | 0.26 | 0.74 | 0 | 0 | 0 | 0.99649 | 0.97658 | 0.99641 | 0.97661 | 0.9984 | 0.99871 | 0.99893 | 0.99906 | 0.99914 | 0.99918 | 7.0399e-08 | 0.33634 | 0.80709 | 1.6361e-06 | 7.7663e-08 | 3.655e-06 | 0.99715 | 0.97661 | 0.8566 | 0.99492 | 5.5241e-08 | 0.264 | 0.63364 | 1.2846e-06 | 6.0985e-08 | 2.8703e-06
559 |  | 0 | 1 | 1 | 0 | 0 | 0 |  | 0 | 0.22 | 0.78 | 0 | 0 | 0 | 0.99649 | 0.97658 | 0.99641 | 0.9768 | 0.9984 | 0.99871 | 0.99893 | 0.99906 | 0.99914 | 0.99918 | 5.1385e-08 | 0.29675 | 0.85142 | 7.3505e-06 | 5.0461e-08 | 4.5698e-06 | 0.99715 | 0.9768 | 0.8568 | 0.9949 | 4.0345e-08 | 0.23307 | 0.66885 | 5.7751e-06 | 3.9649e-08 | 3.5909e-06
560 |  | 0 | 1 | 1 | 0 | 0 | 0 |  | 0 | 0.18 | 0.82 | 0 | 0 | 0 | 0.99649 | 0.97649 | 0.99641 | 0.97623 | 0.9984 | 0.99871 | 0.99893 | 0.99906 | 0.99914 | 0.99918 | 4.4775e-08 | 0.25313 | 0.8972 | 2.9623e-06 | 1.3547e-07 | 5.7483e-06 | 0.99715 | 0.97623 | 0.857 | 0.99487 | 3.5119e-08 | 0.1986 | 0.70407 | 2.325e-06 | 1.0633e-07 | 4.5121e-06
561 |  | 0 | 1 | 1 | 0 | 0 | 0 |  | 0 | 0.14 | 0.86 | 0 | 0 | 0 | 0.99649 | 0.9764 | 0.99641 | 0.97667 | 0.9984 | 0.99871 | 0.99893 | 0.99906 | 0.99914 | 0.99918 | 4.7107e-08 | 0.20578 | 0.93817 | 3.5932e-06 | 7.8812e-08 | 4.5122e-06 | 0.99715 | 0.97667 | 0.8577 | 0.99485 | 3.7006e-08 | 0.1617 | 0.73739 | 2.8246e-06 | 6.1958e-08 | 3.5474e-06
562 |  | 0 | 1 | 1 | 0 | 0 | 0 |  | 0 | 0.1 | 0.9 | 0 | 0 | 0 | 0.99649 | 0.97603 | 0.99641 | 0.97624 | 0.9984 | 0.99871 | 0.99893 | 0.99906 | 0.99914 | 0.99918 | 5.6639e-08 | 0.15855 | 0.96888 | 1.4019e-05 | 8.4126e-08 | 4.6699e-06 | 0.99715 | 0.97624 | 0.8584 | 0.99483 | 4.4474e-08 | 0.12454 | 0.76119 | 1.1015e-05 | 6.6106e-08 | 3.6698e-06
563 |  | 0 | 1 | 1 | 0 | 0 | 0 |  | 0 | 0.06 | 0.94 | 0 | 0 | 0 | 0.99649 | 0.97618 | 0.99641 | 0.97655 | 0.9984 | 0.99871 | 0.99893 | 0.99906 | 0.99914 | 0.99918 | 7.3374e-08 | 0.11563 | 0.98524 | 3.2436e-06 | 1.5848e-07 | 7.2257e-06 | 0.99715 | 0.97655 | 0.8591 | 0.99481 | 5.7707e-08 | 0.090967 | 0.77526 | 2.5526e-06 | 1.2473e-07 | 5.6872e-06
564 |  | 0 | 1 | 1 | 0 | 0 | 0 |  | 0 | 0.02 | 0.98 | 0 | 0 | 0 | 0.99649 | 0.97627 | 0.99641 | 0.97608 | 0.9984 | 0.99871 | 0.99893 | 0.99906 | 0.99914 | 0.99918 | 1.0458e-07 | 0.080089 | 0.9891 | 4.7512e-06 | 1.8001e-07 | 3.8465e-06 | 0.99715 | 0.97608 | 0.8598 | 0.99479 | 8.2243e-08 | 0.063003 | 0.77825 | 3.7389e-06 | 1.4167e-07 | 3.0273e-06
565 |  | 0 | 1 | 1 | 0 | 0 | 0 |  | 0 | 0 | 1 | 0 | 0 | 0 | 0.99649 | 0.9762 | 0.99641 | 0.97633 | 0.9984 | 0.99871 | 0.99893 | 0.99906 | 0.99914 | 0.99918 | 2.7979e-07 | 0.052769 | 0.98873 | 8.6972e-06 | 2.1504e-07 | 4.3847e-06 | 0.99715 | 0.97633 | 0.8605 | 0.99477 | 2.203e-07 | 0.041563 | 0.77892 | 6.8526e-06 | 1.6945e-07 | 3.4552e-06
566 |  | 0 | 1 | 1 | 0 | 0 | 0 |  | 0 | 0 | 1 | 0 | 0 | 0 | 0.99649 | 0.97621 | 0.99641 | 0.97591 | 0.9984 | 0.99871 | 0.99893 | 0.99906 | 0.99914 | 0.99918 | 9.8253e-07 | 0.033464 | 0.9888 | 4.4451e-06 | 3.192e-07 | 2.4888e-06 | 0.99715 | 0.97591 | 0.8612 | 0.99475 | 7.7357e-07 | 0.026355 | 0.77892 | 3.5021e-06 | 2.515e-07 | 1.961e-06
567 |  | 0 | 1 | 1 | 0 | 0 | 0 |  | 0 | 0 | 1 | 0 | 0 | 0 | 0.99649 | 0.97611 | 0.99641 | 0.97605 | 0.9984 | 0.99871 | 0.99893 | 0.99906 | 0.99914 | 0.99918 | 7.2188e-07 | 0.020744 | 0.98923 | 2.0245e-06 | 1.8711e-07 | 8.9042e-06 | 0.99715 | 0.97605 | 0.8619 | 0.99473 | 5.6892e-07 | 0.016354 | 0.78003 | 1.5966e-06 | 1.4758e-07 | 7.023e-06
568 |  | 0 | 0 | 1 | 0 | 0 | 0 |  | 0 | 0 | 1 | 0 | 0 | 0 | 0.99649 | 0.97631 | 0.99641 | 0.97565 | 0.9984 | 0.99871 | 0.99893 | 0.99906 | 0.99914 | 0.99918 | 2.7419e-05 | 0.012975 | 0.98888 | 2.7965e-06 | 1.6913e-07 | 2.1732e-06 | 0.99715 | 0.97565 | 0.8626 | 0.99472 | 2.1613e-05 | 0.01023 | 0.77989 | 2.2058e-06 | 1.3341e-07 | 1.7144e-06
569 |  | 0 | 0 | 1 | 0 | 0 | 0 |  | 0 | 0 | 1 | 0 | 0 | 0 | 0.99649 | 0.9763 | 0.99641 | 0.97614 | 0.9984 | 0.99871 | 0.99893 | 0.99906 | 0.99914 | 0.99918 | 2.1231e-06 | 0.0082509 | 0.98825 | 2.1197e-06 | 1.4323e-07 | 2.9941e-06 | 0.99715 | 0.97614 | 0.8633 | 0.9947 | 1.6765e-06 | 0.0065174 | 0.78078 | 1.6749e-06 | 1.1318e-07 | 2.3661e-06
570 |  | 0 | 0 | 1 | 0 | 0 | 0 |  | 0 | 0 | 1 | 0 | 0 | 0 | 0.99649 | 0.97633 | 0.99641 | 0.97583 | 0.9984 | 0.99871 | 0.99893 | 0.99906 | 0.99914 | 0.99918 | 0.00015951 | 0.0053896 | 0.98832 | 1.443e-06 | 1.5227e-07 | 3.8306e-06 | 0.99715 | 0.97583 | 0.864 | 0.99468 | 0.00012598 | 0.0042581 | 0.781 | 1.1404e-06 | 1.2036e-07 | 3.0279e-06
571 |  | 0 | 0 | 1 | 0 | 0 | 0 |  | 0 | 0 | 1 | 0 | 0 | 0 | 0.99649 | 0.97637 | 0.99641 | 0.97557 | 0.9984 | 0.99871 | 0.99893 | 0.99906 | 0.99914 | 0.99918 | 7.1844e-06 | 0.0036288 | 0.98926 | 6.7468e-07 | 1.1136e-07 | 2.043e-06 | 0.99715 | 0.97557 | 0.8645 | 0.99467 | 5.6748e-06 | 0.0028672 | 0.7818 | 5.3326e-07 | 8.8021e-08 | 1.615e-06
572 |  | 0 | 0 | 1 | 0 | 0 | 0 |  | 0 | 0 | 1 | 0 | 0 | 0 | 0.99649 | 0.9761 | 0.99641 | 0.97613 | 0.9984 | 0.99871 | 0.99893 | 0.99906 | 0.99914 | 0.99918 | 1.2359e-06 | 0.0025175 | 0.99029 | 2.773e-07 | 1.9452e-07 | 2.0398e-06 | 0.99715 | 0.97613 | 0.865 | 0.99465 | 9.7761e-07 | 0.001992 | 0.78373 | 2.1949e-07 | 1.5398e-07 | 1.6148e-06
573 |  | 0 | 0 | 1 | 0 | 0 | 0 |  | 0 | 0 | 1 | 0 | 0 | 0 | 0.99649 | 0.97623 | 0.99641 | 0.97533 | 0.9984 | 0.99871 | 0.99893 | 0.99906 | 0.99914 | 0.99918 | 1.1202e-05 | 0.0017955 | 0.99052 | 3.08e-06 | 1.4167e-07 | 1.4317e-06 | 0.99715 | 0.97533 | 0.8655 | 0.99464 | 8.8521e-06 | 0.0014193 | 0.78316 | 2.4356e-06 | 1.1203e-07 | 1.1323e-06
574 |  | 0 | 0 | 1 | 0 | 0 | 0 |  | 0 | 0 | 1 | 0 | 0 | 0 | 0.99649 | 0.97607 | 0.99641 | 0.97578 | 0.9984 | 0.99871 | 0.99893 | 0.99906 | 0.99914 | 0.99918 | 1.3287e-05 | 0.0013028 | 0.98994 | 2.2994e-07 | 1.4123e-07 | 8.9441e-07 | 0.99715 | 0.97578 | 0.866 | 0.99462 | 1.0514e-05 | 0.0010312 | 0.78375 | 1.8207e-07 | 1.1184e-07 | 7.083e-07
575 |  | 0 | 0 | 1 | 0 | 0 | 0 |  | 0 | 0 | 1 | 0 | 0 | 0 | 0.99649 | 0.97604 | 0.99641 | 0.97539 | 0.9984 | 0.99871 | 0.99893 | 0.99906 | 0.99914 | 0.99918 | 1.6885e-06 | 0.00095734 | 0.98928 | 5.2301e-07 | 9.3348e-07 | 2.3512e-07 | 0.99715 | 0.97539 | 0.86649 | 0.99461 | 1.3357e-06 | 0.00075757 | 0.78301 | 4.1401e-07 | 7.39e-07 | 1.8614e-07
576 |  | 0 | 0 | 1 | 0 | 0 | 0 |  | 0 | 0 | 1 | 0 | 0 | 0 | 0.99649 | 0.97603 | 0.99641 | 0.97559 | 0.9984 | 0.99871 | 0.99893 | 0.99906 | 0.99914 | 0.99918 | 9.2616e-07 | 0.00071023 | 0.98923 | 1.2228e-06 | 6.7964e-07 | 1.5523e-07 | 0.99715 | 0.97559 | 0.86699 | 0.9946 | 7.3338e-07 | 0.00056257 | 0.78374 | 9.6893e-07 | 5.3857e-07 | 1.2301e-07
577 |  | 0 | 0 | 1 | 0 | 0 | 0 |  | 0 | 0 | 1 | 0 | 0 | 0 | 0.99649 | 0.97627 | 0.99641 | 0.97548 | 0.9984 | 0.99871 | 0.99893 | 0.99906 | 0.99914 | 0.99918 | 2.066e-06 | 0.00053125 | 0.9899 | 2.3096e-07 | 7.6316e-07 | 1.2551e-07 | 0.99715 | 0.97548 | 0.86749 | 0.99459 | 1.6369e-06 | 0.00042105 | 0.78472 | 1.8312e-07 | 6.0511e-07 | 9.9518e-08
578 |  | 0 | 0 | 1 | 0 | 0 | 0 |  | 0 | 0 | 1 | 0 | 0 | 0 | 0.99649 | 0.97606 | 0.99641 | 0.97537 | 0.9984 | 0.99871 | 0.99893 | 0.99906 | 0.99914 | 0.99918 | 1.2781e-05 | 0.00040108 | 0.99081 | 6.8589e-07 | 3.1474e-07 | 1.1226e-07 | 0.99715 | 0.97537 | 0.86799 | 0.99457 | 1.0128e-05 | 0.00031791 | 0.78553 | 5.4385e-07 | 2.4958e-07 | 8.9024e-08
579 |  | 0 | 0 | 1 | 0 | 0 | 0 |  | 0 | 0 | 1 | 0 | 0 | 0 | 0.99649 | 0.97646 | 0.99641 | 0.97583 | 0.9984 | 0.99871 | 0.99893 | 0.99906 | 0.99914 | 0.99918 | 7.6308e-05 | 0.00030633 | 0.99137 | 3.5665e-07 | 6.9002e-07 | 9.8009e-08 | 0.99715 | 0.97583 | 0.86849 | 0.99456 | 6.0584e-05 | 0.00024328 | 0.7875 | 2.8334e-07 | 5.4823e-07 | 7.7873e-08
580 |  | 0 | 0 | 1 | 0 | 0 | 0 |  | 0 | 0 | 1 | 0 | 0 | 0 | 0.99649 | 0.97629 | 0.99641 | 0.97526 | 0.9984 | 0.99871 | 0.99893 | 0.99906 | 0.99914 | 0.99918 | 2.3134e-06 | 0.00023654 | 0.99129 | 1.8209e-06 | 3.6242e-07 | 8.2272e-08 | 0.99715 | 0.97526 | 0.86899 | 0.99455 | 1.8352e-06 | 0.00018771 | 0.78681 | 1.4455e-06 | 2.8772e-07 | 6.5318e-08
581 |  | 0 | 0 | 1 | 0 | 0 | 0 |  | 0 | 0 | 1 | 0 | 0 | 0 | 0.99649 | 0.97613 | 0.99641 | 0.97532 | 0.9984 | 0.99871 | 0.99893 | 0.99906 | 0.99914 | 0.99918 | 8.9419e-06 | 0.00018485 | 0.99067 | 2.4816e-06 | 3.6621e-07 | 7.2767e-08 | 0.99715 | 0.97532 | 0.86959 | 0.99454 | 7.0982e-06 | 0.00014679 | 0.78682 | 1.9712e-06 | 2.9092e-07 | 5.7809e-08
582 |  | 0 | 0 | 1 | 0 | 0 | 0 |  | 0 | 0 | 1 | 0 | 0 | 0 | 0.99649 | 0.97602 | 0.99641 | 0.97541 | 0.9984 | 0.99871 | 0.99893 | 0.99906 | 0.99914 | 0.99918 | 2.4346e-06 | 0.00014624 | 0.98999 | 2.9652e-07 | 3.1054e-07 | 6.4015e-08 | 0.99715 | 0.97541 | 0.87019 | 0.99453 | 1.9341e-06 | 0.00011621 | 0.78688 | 2.3572e-07 | 2.4688e-07 | 5.0895e-08
583 |  | 0 | 0 | 1 | 0 | 0 | 0 |  | 0 | 0 | 1 | 0 | 0 | 0 | 0.99649 | 0.97608 | 0.99641 | 0.97519 | 0.9984 | 0.99871 | 0.99893 | 0.99906 | 0.99914 | 0.99918 | 4.5816e-06 | 0.00011707 | 0.98984 | 6.3468e-07 | 2.8496e-07 | 5.2225e-08 | 0.99715 | 0.97519 | 0.87079 | 0.99452 | 3.6408e-06 | 9.3058e-05 | 0.78699 | 5.0468e-07 | 2.2661e-07 | 4.1533e-08
584 |  | 0 | 0 | 1 | 0 | 0 | 0 |  | 0 | 0 | 1 | 0 | 0 | 0 | 0.99649 | 0.97615 | 0.99641 | 0.97526 | 0.9984 | 0.99871 | 0.99893 | 0.99906 | 0.99914 | 0.99918 | 7.0758e-05 | 9.4732e-05 | 0.99053 | 6.7203e-07 | 2.2663e-07 | 4.0928e-08 | 0.99715 | 0.97526 | 0.87139 | 0.99452 | 5.6277e-05 | 7.5368e-05 | 0.78823 | 5.3485e-07 | 1.8038e-07 | 3.2578e-08
585 |  | 0 | 0 | 1 | 0 | 0 | 0 |  | 0 | 0 | 1 | 0 | 0 | 0 | 0.99649 | 0.97613 | 0.99641 | 0.97505 | 0.9984 | 0.99871 | 0.99893 | 0.99906 | 0.99914 | 0.99918 | 9.9468e-05 | 7.7384e-05 | 0.99179 | 6.7208e-07 | 1.84e-07 | 3.2251e-08 | 0.99715 | 0.97505 | 0.87199 | 0.99451 | 7.9131e-05 | 6.158e-05 | 0.78942 | 5.3501e-07 | 1.4649e-07 | 2.5677e-08
586 |  | 0 | 0 | 1 | 0 | 0 | 0 |  | 0 | 0 | 1 | 0 | 0 | 0 | 0.99661 | 0.97583 | 0.99653 | 0.975 | 0.99846 | 0.99875 | 0.99896 | 0.99909 | 0.99916 | 0.99921 | 2.7477e-05 | 6.3723e-05 | 0.99283 | 1.0539e-06 | 1.5106e-07 | 2.8861e-08 | 0.99725 | 0.975 | 0.87259 | 0.9945 | 2.1873e-05 | 5.0742e-05 | 0.79075 | 8.3948e-07 | 1.2034e-07 | 2.2993e-08
587 |  | 0 | 0 | 1 | 0 | 0 | 0 |  | 0 | 0 | 1 | 0 | 0 | 0 | 0.99673 | 0.97604 | 0.99665 | 0.97507 | 0.99851 | 0.9988 | 0.999 | 0.99912 | 0.99919 | 0.99924 | 4.5163e-05 | 5.2848e-05 | 0.99288 | 3.1437e-06 | 1.5758e-07 | 3.2683e-08 | 0.99734 | 0.97507 | 0.87319 | 0.99449 | 3.6004e-05 | 4.2142e-05 | 0.79191 | 2.5076e-06 | 1.2571e-07 | 2.6074e-08
588 |  | 0 | 0 | 1 | 0 | 0 | 0 |  | 0 | 0 | 1 | 0 | 0 | 0 | 0.99684 | 0.97616 | 0.99677 | 0.97487 | 0.99856 | 0.99884 | 0.99903 | 0.99915 | 0.99922 | 0.99927 | 8.875e-05 | 4.4094e-05 | 0.99193 | 3.5508e-06 | 1.787e-07 | 6.9726e-08 | 0.99744 | 0.97487 | 0.8738 | 0.99449 | 7.0806e-05 | 3.5189e-05 | 0.79175 | 2.8345e-06 | 1.4266e-07 | 5.5668e-08
589 |  | 0 | 0 | 1 | 0 | 0 | 0 |  | 0 | 0 | 1 | 0 | 0 | 0 | 0.99696 | 0.97632 | 0.99689 | 0.97509 | 0.99862 | 0.99888 | 0.99907 | 0.99918 | 0.99925 | 0.99929 | 8.2704e-05 | 3.6975e-05 | 0.99065 | 2.4476e-06 | 2.1483e-07 | 1.1126e-06 | 0.99753 | 0.97509 | 0.8744 | 0.99448 | 6.6094e-05 | 2.9557e-05 | 0.79205 | 1.9572e-06 | 1.7179e-07 | 8.8978e-07
590 |  | 0 | 0 | 1 | 0 | 0 | 0 |  | 0 | 0 | 1 | 0 | 0 | 0 | 0.99708 | 0.97617 | 0.99701 | 0.9749 | 0.99867 | 0.99893 | 0.99911 | 0.99922 | 0.99928 | 0.99932 | 7.2573e-05 | 3.115e-05 | 0.98976 | 2.5606e-06 | 7.908e-07 | 9.5217e-08 | 0.99763 | 0.9749 | 0.875 | 0.99448 | 5.8028e-05 | 2.4913e-05 | 0.79174 | 2.0485e-06 | 6.327e-07 | 7.6184e-08
591 |  | 0 | 0 | 1 | 0 | 0 | 0 |  | 0 | 0 | 1 | 0 | 0 | 0 | 0.99696 | 0.97627 | 0.99689 | 0.97488 | 0.99862 | 0.99888 | 0.99907 | 0.99918 | 0.99925 | 0.99929 | 6.7732e-05 | 2.6365e-05 | 0.98952 | 2.422e-06 | 4.3428e-07 | 6.3669e-07 | 0.99753 | 0.97488 | 0.8756 | 0.99447 | 5.4177e-05 | 2.1094e-05 | 0.79184 | 1.9384e-06 | 3.4759e-07 | 5.0962e-07
592 |  | 0 | 0 | 1 | 0 | 0 | 0 |  | 0 | 0 | 1 | 0 | 0 | 0 | 0.99684 | 0.97662 | 0.99677 | 0.97495 | 0.99856 | 0.99884 | 0.99903 | 0.99915 | 0.99922 | 0.99927 | 0.00015884 | 2.2423e-05 | 0.98972 | 2.4151e-06 | 5.9474e-07 | 3.4915e-07 | 0.99744 | 0.97495 | 0.8762 | 0.99447 | 0.00012715 | 1.7955e-05 | 0.79265 | 1.9345e-06 | 4.7641e-07 | 2.797e-07
593 |  | 0 | 0 | 1 | 0 | 0 | 0 |  | 0 | 0 | 1 | 0 | 0 | 0 | 0.99673 | 0.97644 | 0.99665 | 0.975 | 0.99851 | 0.9988 | 0.999 | 0.99912 | 0.99919 | 0.99924 | 8.1733e-05 | 1.9169e-05 | 0.99001 | 2.0993e-06 | 3.7219e-07 | 2.433e-06 | 0.99734 | 0.975 | 0.8768 | 0.99446 | 6.5441e-05 | 1.5353e-05 | 0.79306 | 1.6819e-06 | 2.9821e-07 | 1.9494e-06
594 |  | 0 | 0 | 1 | 0 | 0 | 0 |  | 0 | 0 | 1 | 0 | 0 | 0 | 0.99661 | 0.97627 | 0.99653 | 0.97496 | 0.99846 | 0.99875 | 0.99896 | 0.99909 | 0.99916 | 0.99921 | 0.00036765 | 1.648e-05 | 0.99027 | 2.09e-06 | 1.1539e-06 | 6.4151e-05 | 0.99725 | 0.97496 | 0.8774 | 0.99446 | 0.00029438 | 1.32e-05 | 0.79332 | 1.6746e-06 | 9.2456e-07 | 5.1405e-05
595 |  | 0 | 0 | 1 | 0 | 0 | 0 |  | 0 | 0 | 1 | 0 | 0 | 0 | 0.99649 | 0.97662 | 0.99641 | 0.97483 | 0.9984 | 0.99871 | 0.99893 | 0.99906 | 0.99914 | 0.99918 | 0.00064587 | 1.4259e-05 | 0.99059 | 1.8712e-06 | 4.5233e-07 | 1.1997e-05 | 0.99715 | 0.97483 | 0.878 | 0.99446 | 0.00051735 | 1.1425e-05 | 0.79389 | 1.4998e-06 | 3.6258e-07 | 9.6171e-06
596 |  | 0 | 0 | 1 | 0 | 0 | 0 |  | 0 | 0 | 1 | 0 | 0 | 0 | 0.99661 | 0.97645 | 0.99653 | 0.97503 | 0.99846 | 0.99875 | 0.99896 | 0.99909 | 0.99916 | 0.99921 | 3.7175e-05 | 1.2427e-05 | 0.99096 | 1.3394e-06 | 5.6048e-07 | 3.134e-06 | 0.99725 | 0.97503 | 0.8786 | 0.99445 | 2.9817e-05 | 9.9702e-06 | 0.79522 | 1.075e-06 | 4.4986e-07 | 2.5155e-06
597 |  | 0 | 0 | 1 | 0 | 0 | 0 |  | 0 | 0 | 1 | 0 | 0 | 0 | 0.99673 | 0.97651 | 0.99665 | 0.97463 | 0.99851 | 0.9988 | 0.999 | 0.99912 | 0.99919 | 0.99924 | 2.4754e-06 | 1.0924e-05 | 0.99116 | 1.0656e-06 | 5.5324e-07 | 3.0634e-05 | 0.99734 | 0.97463 | 0.8792 | 0.99445 | 1.9861e-06 | 8.767e-06 | 0.79561 | 8.5545e-07 | 4.4418e-07 | 2.4596e-05
598 |  | 0 | 0 | 1 | 0 | 0 | 0 |  | 0 | 0 | 1 | 0 | 0 | 0 | 0.99684 | 0.97632 | 0.99677 | 0.97474 | 0.99856 | 0.99884 | 0.99903 | 0.99915 | 0.99922 | 0.99927 | 4.224e-07 | 9.7004e-06 | 0.99093 | 1.2469e-06 | 3.8468e-07 | 7.6904e-06 | 0.99744 | 0.97474 | 0.8798 | 0.99445 | 3.3927e-07 | 7.7935e-06 | 0.79628 | 1.0021e-06 | 3.0917e-07 | 6.1812e-06
599 |  | 0 | 0 | 1 | 0 | 0 | 0 |  | 0 | 0 | 1 | 0 | 0 | 0 | 0.99696 | 0.97653 | 0.99689 | 0.97478 | 0.99862 | 0.99888 | 0.99907 | 0.99918 | 0.99925 | 0.99929 | 2.1362e-07 | 8.7147e-06 | 0.9903 | 1.7292e-06 | 2.195e-07 | 5.5196e-06 | 0.99753 | 0.97478 | 0.8804 | 0.99445 | 1.7181e-07 | 7.0109e-06 | 0.79684 | 1.3915e-06 | 1.7665e-07 | 4.4423e-06
600 |  | 0 | 0 | 1 | 0 | 0 | 0 |  | 0 | 0 | 1 | 0 | 0 | 0 | 0.99708 | 0.97659 | 0.99701 | 0.97478 | 0.99867 | 0.99893 | 0.99911 | 0.99922 | 0.99928 | 0.99932 | 1.647e-07 | 7.9298e-06 | 0.98968 | 9.3347e-07 | 1.1469e-07 | 2.2232e-06 | 0.99763 | 0.97478 | 0.881 | 0.99445 | 1.3261e-07 | 6.3866e-06 | 0.79722 | 7.5202e-07 | 9.24e-08 | 1.7913e-06
601 |  | 0 | 0 | 1 | 0 | 0 | 0 |  | 0 | 0 | 1 | 0 | 0 | 0 | 0.99696 | 0.97643 | 0.99689 | 0.97487 | 0.99862 | 0.99888 | 0.99907 | 0.99918 | 0.99925 | 0.99929 | 1.7603e-07 | 7.3083e-06 | 0.98949 | 7.8887e-07 | 9.621e-08 | 1.6806e-06 | 0.99753 | 0.97487 | 0.8814 | 0.99445 | 1.4175e-07 | 5.8866e-06 | 0.79715 | 6.356e-07 | 7.7523e-08 | 1.3542e-06
602 |  | 0 | 0 | 1 | 0 | 0 | 0 |  | 0 | 0 | 1 | 0 | 0 | 0 | 0.99684 | 0.97661 | 0.99677 | 0.97479 | 0.99856 | 0.99884 | 0.99903 | 0.99915 | 0.99922 | 0.99927 | 2.9578e-07 | 6.8088e-06 | 0.98982 | 1.0268e-06 | 2.9026e-07 | 9.3317e-07 | 0.99744 | 0.97479 | 0.8818 | 0.99445 | 2.382e-07 | 5.4849e-06 | 0.79751 | 8.2737e-07 | 2.3391e-07 | 7.5204e-07
603 |  | 0 | 0 | 1 | 0 | 0 | 0 |  | 0 | 0 | 1 | 0 | 0 | 0 | 0.99673 | 0.97663 | 0.99665 | 0.97467 | 0.99851 | 0.9988 | 0.999 | 0.99912 | 0.99919 | 0.99924 | 1.1276e-06 | 6.3883e-06 | 0.99035 | 4.4375e-07 | 3.2677e-07 | 1.3953e-06 | 0.99734 | 0.97467 | 0.8822 | 0.99445 | 9.0796e-07 | 5.1454e-06 | 0.79783 | 3.5753e-07 | 2.633e-07 | 1.1244e-06
604 |  | 0 | 0 | 1 | 0 | 0 | 0 |  | 0 | 0 | 1 | 0 | 0 | 0 | 0.99661 | 0.97673 | 0.99653 | 0.97471 | 0.99846 | 0.99875 | 0.99896 | 0.99909 | 0.99916 | 0.99921 | 1.0177e-06 | 6.0088e-06 | 0.99059 | 4.8526e-07 | 2.2885e-07 | 2.1821e-06 | 0.99725 | 0.97471 | 0.8826 | 0.99445 | 8.1964e-07 | 4.8411e-06 | 0.79824 | 3.9108e-07 | 1.8445e-07 | 1.7589e-06
605 |  | 0 | 0 | 1 | 0 | 0 | 0 |  | 0 | 0 | 1 | 0 | 0 | 0 | 0.99649 | 0.97666 | 0.99641 | 0.97475 | 0.9984 | 0.99871 | 0.99893 | 0.99906 | 0.99914 | 0.99918 | 6.213e-07 | 5.6401e-06 | 0.99034 | 5.2989e-07 | 2.2786e-07 | 2.9806e-06 | 0.99715 | 0.97475 | 0.883 | 0.99445 | 5.0045e-07 | 4.5444e-06 | 0.79812 | 4.271e-07 | 1.8367e-07 | 2.4027e-06
606 |  | 0 | 0 | 1 | 0 | 0 | 0 |  | 0 | 0 | 1 | 0 | 0 | 0 | 0.99649 | 0.97644 | 0.99641 | 0.97498 | 0.9984 | 0.99871 | 0.99893 | 0.99906 | 0.99914 | 0.99918 | 6.5913e-07 | 5.2658e-06 | 0.98983 | 2.7413e-07 | 2.8977e-07 | 3.9414e-06 | 0.99715 | 0.97498 | 0.8834 | 0.99445 | 5.3128e-07 | 4.2458e-06 | 0.79826 | 2.211e-07 | 2.3374e-07 | 3.1794e-06
607 |  | 0 | 0 | 1 | 0 | 0 | 0 |  | 0 | 0 | 1 | 0 | 0 | 0 | 0.99649 | 0.97673 | 0.99641 | 0.97449 | 0.9984 | 0.99871 | 0.99893 | 0.99906 | 0.99914 | 0.99918 | 1.2338e-06 | 4.8819e-06 | 0.98944 | 1.9056e-07 | 7.4971e-07 | 6.4184e-06 | 0.99715 | 0.97449 | 0.8838 | 0.99446 | 9.9426e-07 | 3.9352e-06 | 0.79774 | 1.5366e-07 | 6.0458e-07 | 5.1762e-06
608 |  | 0 | 0 | 1 | 0 | 0 | 0 |  | 0 | 0 | 1 | 0 | 0 | 0 | 0.99649 | 0.97666 | 0.99641 | 0.97487 | 0.9984 | 0.99871 | 0.99893 | 0.99906 | 0.99914 | 0.99918 | 9.6059e-07 | 4.4906e-06 | 0.98941 | 1.0362e-07 | 4.7716e-07 | 1.8172e-05 | 0.99715 | 0.97487 | 0.8842 | 0.99446 | 7.75e-07 | 3.624e-06 | 0.79866 | 8.3652e-08 | 3.8525e-07 | 1.4673e-05
609 |  | 0 | 0 | 1 | 0 | 0 | 0 |  | 0 | 0 | 1 | 0 | 0 | 0 | 0.99649 | 0.97643 | 0.99641 | 0.97453 | 0.9984 | 0.99871 | 0.99893 | 0.99906 | 0.99914 | 0.99918 | 1.0243e-06 | 4.097e-06 | 0.98968 | 2.1499e-07 | 3.4935e-07 | 1.7882e-05 | 0.99715 | 0.97453 | 0.8846 | 0.99446 | 8.2598e-07 | 3.3048e-06 | 0.79849 | 1.7348e-07 | 2.8192e-07 | 1.4431e-05
610 |  | 0 | 0 | 1 | 0 | 0 | 0 |  | 0 | 0 | 1 | 0 | 0 | 0 | 0.99649 | 0.97667 | 0.99641 | 0.97477 | 0.9984 | 0.99871 | 0.99893 | 0.99906 | 0.99914 | 0.99918 | 6.6752e-07 | 3.7085e-06 | 0.99 | 3.9815e-07 | 2.8284e-07 | 8.0124e-06 | 0.99715 | 0.97477 | 0.885 | 0.99447 | 5.3892e-07 | 2.995e-06 | 0.79969 | 3.2166e-07 | 2.2852e-07 | 6.4738e-06
611 |  | 0 | 0 | 1 | 0 | 0 | 0 |  | 0 | 0 | 1 | 0 | 0 | 0 | 0.99649 | 0.97673 | 0.99641 | 0.97477 | 0.9984 | 0.99871 | 0.99893 | 0.99906 | 0.99914 | 0.99918 | 1.1448e-06 | 3.3339e-06 | 0.99011 | 5.3805e-07 | 4.5172e-07 | 1.1837e-05 | 0.99715 | 0.97477 | 0.8854 | 0.99447 | 9.2471e-07 | 2.6938e-06 | 0.8002 | 4.349e-07 | 3.6516e-07 | 9.5687e-06
612 |  | 0 | 0 | 1 | 0 | 0 | 0 |  | 0 | 0 | 1 | 0 | 0 | 0 | 0.99649 | 0.97708 | 0.99641 | 0.97471 | 0.9984 | 0.99871 | 0.99893 | 0.99906 | 0.99914 | 0.99918 | 6.5879e-07 | 2.9836e-06 | 0.98995 | 1.0018e-06 | 4.9167e-07 | 7.4011e-06 | 0.99715 | 0.97471 | 0.8858 | 0.99447 | 5.3252e-07 | 2.4125e-06 | 0.80062 | 8.1035e-07 | 3.9772e-07 | 5.9872e-06
613 |  | 0 | 0 | 1 | 0 | 0 | 0 |  | 0 | 0 | 1 | 0 | 0 | 0 | 0.99649 | 0.97691 | 0.99641 | 0.97479 | 0.9984 | 0.99871 | 0.99893 | 0.99906 | 0.99914 | 0.99918 | 8.8327e-07 | 2.6689e-06 | 0.98966 | 1.5561e-06 | 3.0087e-07 | 1.5256e-05 | 0.99715 | 0.97479 | 0.8862 | 0.99448 | 7.1429e-07 | 2.159e-06 | 0.80075 | 1.2592e-06 | 2.4349e-07 | 1.2347e-05
614 |  | 0 | 0 | 1 | 0 | 0 | 0 |  | 0 | 0 | 1 | 0 | 0 | 0 | 0.99649 | 0.97675 | 0.99641 | 0.97471 | 0.9984 | 0.99871 | 0.99893 | 0.99906 | 0.99914 | 0.99918 | 7.0463e-07 | 2.4009e-06 | 0.98942 | 1.0782e-06 | 2.5651e-07 | 8.0409e-06 | 0.99715 | 0.97471 | 0.8866 | 0.99448 | 5.6991e-07 | 1.9425e-06 | 0.80067 | 8.7262e-07 | 2.0762e-07 | 6.5086e-06
615 |  | 0 | 0 | 1 | 0 | 0 | 0 |  | 0 | 0 | 1 | 0 | 0 | 0 | 0.99649 | 0.97702 | 0.99641 | 0.97479 | 0.9984 | 0.99871 | 0.99893 | 0.99906 | 0.99914 | 0.99918 | 4.9609e-07 | 2.1875e-06 | 0.98943 | 1.02e-06 | 2.4189e-07 | 7.2686e-06 | 0.99715 | 0.97479 | 0.887 | 0.99449 | 4.016e-07 | 1.7714e-06 | 0.80139 | 8.2624e-07 | 1.9596e-07 | 5.8887e-06
616 |  | 0 | 0 | 1 | 0 | 0 | 0 |  | 0 | 0 | 1 | 0 | 0 | 0 | 0.99649 | 0.97705 | 0.99641 | 0.97516 | 0.9984 | 0.99871 | 0.99893 | 0.99906 | 0.99914 | 0.99918 | 6.571e-07 | 2.0317e-06 | 0.98981 | 1.1249e-06 | 2.4727e-07 | 6.5231e-06 | 0.99715 | 0.97516 | 0.8874 | 0.9945 | 5.326e-07 | 1.6473e-06 | 0.80269 | 9.1232e-07 | 2.0057e-07 | 5.2913e-06
617 |  | 0 | 0 | 1 | 0 | 0 | 0 |  | 0 | 0 | 1 | 0 | 0 | 0 | 0.99649 | 0.97732 | 0.99641 | 0.97481 | 0.9984 | 0.99871 | 0.99893 | 0.99906 | 0.99914 | 0.99918 | 1.5843e-06 | 1.9307e-06 | 0.99063 | 9.464e-07 | 2.3893e-07 | 9.6412e-06 | 0.99715 | 0.97481 | 0.8878 | 0.9945 | 1.2842e-06 | 1.5654e-06 | 0.80338 | 7.6761e-07 | 1.9381e-07 | 7.8208e-06
618 |  | 0 | 0 | 1 | 0 | 0 | 0 |  | 0 | 0 | 1 | 0 | 0 | 0 | 0.99649 | 0.97716 | 0.99641 | 0.97502 | 0.9984 | 0.99871 | 0.99893 | 0.99906 | 0.99914 | 0.99918 | 1.1326e-06 | 1.8764e-06 | 0.99178 | 8.2803e-07 | 3.4349e-07 | 4.4758e-06 | 0.99715 | 0.97502 | 0.8882 | 0.99451 | 9.1867e-07 | 1.5225e-06 | 0.80488 | 6.7208e-07 | 2.7882e-07 | 3.6333e-06
619 |  | 0 | 0 | 1 | 0 | 0 | 0 |  | 0 | 0 | 1 | 0 | 0 | 0 | 0.99649 | 0.97718 | 0.99641 | 0.97484 | 0.9984 | 0.99871 | 0.99893 | 0.99906 | 0.99914 | 0.99918 | 1.1875e-06 | 1.856e-06 | 0.99294 | 8.7547e-07 | 1.8056e-07 | 2.8401e-06 | 0.99715 | 0.97484 | 0.8886 | 0.99452 | 9.6333e-07 | 1.5061e-06 | 0.80592 | 7.1066e-07 | 1.4658e-07 | 2.3058e-06
620 |  | 0 | 0 | 1 | 0 | 0 | 0 |  | 0 | 0 | 1 | 0 | 0 | 0 | 0.99649 | 0.97672 | 0.99641 | 0.97514 | 0.9984 | 0.99871 | 0.99893 | 0.99906 | 0.99914 | 0.99918 | 8.4576e-07 | 1.8529e-06 | 0.99367 | 1.1126e-06 | 1.93e-07 | 2.8194e-06 | 0.99715 | 0.97514 | 0.88901 | 0.99453 | 6.8651e-07 | 1.5045e-06 | 0.807 | 9.0368e-07 | 1.5678e-07 | 2.2903e-06
621 |  | 0 | 0 | 1 | 0 | 0 | 0 |  | 0 | 0 | 1 | 0 | 0 | 0 | 0.99649 | 0.97732 | 0.99641 | 0.97516 | 0.9984 | 0.99871 | 0.99893 | 0.99906 | 0.99914 | 0.99918 | 1.1939e-06 | 1.8494e-06 | 0.99364 | 3.547e-06 | 1.2643e-07 | 2.5283e-06 | 0.99715 | 0.97516 | 0.88961 | 0.99453 | 9.7043e-07 | 1.5036e-06 | 0.80806 | 2.8849e-06 | 1.0284e-07 | 2.0566e-06
622 |  | 0 | 0 | 1 | 0 | 0 | 0 |  | 0 | 0 | 1 | 0 | 0 | 0 | 0.99649 | 0.97724 | 0.99641 | 0.97504 | 0.9984 | 0.99871 | 0.99893 | 0.99906 | 0.99914 | 0.99918 | 8.4348e-07 | 1.8334e-06 | 0.99294 | 1.065e-06 | 1.679e-07 | 2.9361e-06 | 0.99715 | 0.97504 | 0.8902 | 0.99454 | 6.8583e-07 | 1.4912e-06 | 0.80778 | 8.6652e-07 | 1.3662e-07 | 2.3892e-06
623 |  | 0 | 0 | 1 | 0 | 0 | 0 |  | 0 | 0 | 1 | 0 | 0 | 0 | 0.99649 | 0.97741 | 0.99641 | 0.97511 | 0.9984 | 0.99871 | 0.99893 | 0.99906 | 0.99914 | 0.99918 | 7.6924e-07 | 1.8003e-06 | 0.99196 | 1.8215e-06 | 9.7972e-08 | 6.4139e-06 | 0.99715 | 0.97511 | 0.8908 | 0.99455 | 6.2608e-07 | 1.4657e-06 | 0.80777 | 1.4835e-06 | 7.9797e-08 | 5.2244e-06
624 |  | 0 | 0 | 1 | 0 | 0 | 0 |  | 0 | 0 | 1 | 0 | 0 | 0 | 0.99649 | 0.97744 | 0.99641 | 0.97483 | 0.9984 | 0.99871 | 0.99893 | 0.99906 | 0.99914 | 0.99918 | 8.348e-07 | 1.75e-06 | 0.99111 | 1.2055e-06 | 1.0269e-07 | 9.3628e-06 | 0.99715 | 0.97483 | 0.8914 | 0.99456 | 6.7954e-07 | 1.4249e-06 | 0.8072 | 9.8195e-07 | 8.3656e-08 | 7.6274e-06
625 |  | 0 | 0 | 1 | 0 | 0 | 0 |  | 0 | 0 | 1 | 0 | 0 | 0 | 0.99649 | 0.97733 | 0.99641 | 0.9751 | 0.9984 | 0.99871 | 0.99893 | 0.99906 | 0.99914 | 0.99918 | 5.6373e-07 | 1.684e-06 | 0.99063 | 2.7356e-06 | 1.3778e-07 | 9.5029e-06 | 0.99715 | 0.9751 | 0.892 | 0.99457 | 4.5939e-07 | 1.3728e-06 | 0.80771 | 2.2308e-06 | 1.1236e-07 | 7.7501e-06
626 |  | 0 | 0 | 1 | 0 | 0 | 0 |  | 0 | 0 | 1 | 0 | 0 | 0 | 0.99661 | 0.97743 | 0.99653 | 0.97508 | 0.99846 | 0.99875 | 0.99896 | 0.99909 | 0.99916 | 0.99921 | 4.4414e-07 | 1.605e-06 | 0.99047 | 8.5362e-07 | 2.1196e-07 | 1.0905e-05 | 0.99725 | 0.97508 | 0.8926 | 0.99458 | 3.6235e-07 | 1.3098e-06 | 0.80848 | 6.9686e-07 | 1.7305e-07 | 8.9037e-06
627 |  | 0 | 0 | 1 | 0 | 0 | 0 |  | 0 | 0 | 1 | 0 | 0 | 0 | 0.99673 | 0.97735 | 0.99665 | 0.97502 | 0.99851 | 0.9988 | 0.999 | 0.99912 | 0.99919 | 0.99924 | 4.4795e-07 | 1.5161e-06 | 0.99035 | 1.3017e-06 | 1.2697e-07 | 1.3788e-05 | 0.99734 | 0.97502 | 0.8932 | 0.99459 | 3.6578e-07 | 1.2384e-06 | 0.80907 | 1.0635e-06 | 1.0375e-07 | 1.1267e-05
628 |  | 0 | 0 | 1 | 0 | 0 | 0 |  | 0 | 0 | 1 | 0 | 0 | 0 | 0.99684 | 0.97748 | 0.99677 | 0.97513 | 0.99856 | 0.99884 | 0.99903 | 0.99915 | 0.99922 | 0.99927 | 6.5851e-07 | 1.4223e-06 | 0.99011 | 5.3575e-06 | 1.1707e-07 | 1.9377e-05 | 0.99744 | 0.97513 | 0.8938 | 0.9946 | 5.3848e-07 | 1.1633e-06 | 0.81001 | 4.3835e-06 | 9.5792e-08 | 1.5856e-05
629 |  | 0 | 0 | 1 | 0 | 0 | 0 |  | 0 | 0 | 1 | 0 | 0 | 0 | 0.99696 | 0.97768 | 0.99689 | 0.9748 | 0.99862 | 0.99888 | 0.99907 | 0.99918 | 0.99925 | 0.99929 | 1.0866e-06 | 1.3289e-06 | 0.98982 | 1.8e-06 | 1.0384e-07 | 2.0989e-05 | 0.99753 | 0.9748 | 0.8944 | 0.99461 | 8.8906e-07 | 1.0876e-06 | 0.81023 | 1.4736e-06 | 8.5011e-08 | 1.7184e-05
630 |  | 0 | 0 | 1 | 0 | 0 | 0 |  | 0 | 0 | 1 | 0 | 0 | 0 | 0.99708 | 0.97785 | 0.99701 | 0.97524 | 0.99867 | 0.99893 | 0.99911 | 0.99922 | 0.99928 | 0.99932 | 1.7678e-06 | 1.2431e-06 | 0.98973 | 5.8953e-06 | 1.3774e-07 | 1.8607e-05 | 0.99763 | 0.97524 | 0.89499 | 0.99462 | 1.4495e-06 | 1.0196e-06 | 0.81189 | 4.8365e-06 | 1.1301e-07 | 1.5267e-05
631 |  | 0 | 0 | 1 | 0 | 0 | 0 |  | 0 | 0 | 1 | 0 | 0 | 0 | 0.99696 | 0.97765 | 0.99689 | 0.97513 | 0.99862 | 0.99888 | 0.99907 | 0.99918 | 0.99925 | 0.99929 | 2.4319e-06 | 1.1728e-06 | 0.98999 | 9.3136e-07 | 1.5774e-07 | 1.8283e-05 | 0.99753 | 0.97513 | 0.8955 | 0.99463 | 1.9935e-06 | 9.617e-07 | 0.81192 | 7.6392e-07 | 1.2939e-07 | 1.4998e-05
632 |  | 0 | 0 | 1 | 0 | 0 | 0 |  | 0 | 0 | 1 | 0 | 0 | 0 | 0.99684 | 0.97775 | 0.99677 | 0.97522 | 0.99856 | 0.99884 | 0.99903 | 0.99915 | 0.99922 | 0.99927 | 2.7593e-06 | 1.126e-06 | 0.99054 | 2.6441e-06 | 1.9568e-07 | 1.8898e-05 | 0.99744 | 0.97522 | 0.896 | 0.99464 | 2.263e-06 | 9.2376e-07 | 0.81277 | 2.1698e-06 | 1.606e-07 | 1.551e-05
633 |  | 0 | 0 | 1 | 0 | 0 | 0 |  | 0 | 0 | 1 | 0 | 0 | 0 | 0.99673 | 0.97802 | 0.99665 | 0.97487 | 0.99851 | 0.9988 | 0.999 | 0.99912 | 0.99919 | 0.99924 | 2.9708e-06 | 1.1081e-06 | 0.99106 | 1.148e-06 | 1.4467e-07 | 2.1287e-05 | 0.99734 | 0.97487 | 0.8965 | 0.99466 | 2.4358e-06 | 9.0885e-07 | 0.813 | 9.4188e-07 | 1.187e-07 | 1.7466e-05
634 |  | 0 | 0 | 1 | 0 | 0 | 0 |  | 0 | 0 | 1 | 0 | 0 | 0 | 0.99661 | 0.97793 | 0.99653 | 0.97556 | 0.99846 | 0.99875 | 0.99896 | 0.99909 | 0.99916 | 0.99921 | 3.235e-06 | 1.1201e-06 | 0.99126 | 2.283e-06 | 1.4107e-07 | 1.9793e-05 | 0.99725 | 0.97556 | 0.897 | 0.99467 | 2.6565e-06 | 9.2002e-07 | 0.8144 | 1.8759e-06 | 1.1593e-07 | 1.6266e-05
635 |  | 0 | 0 | 1 | 0 | 0 | 0 |  | 0 | 0 | 1 | 0 | 0 | 0 | 0.99649 | 0.9782 | 0.99641 | 0.97521 | 0.9984 | 0.99871 | 0.99893 | 0.99906 | 0.99914 | 0.99918 | 3.5454e-06 | 1.1607e-06 | 0.99099 | 1.6256e-06 | 1.2502e-07 | 1.8082e-05 | 0.99715 | 0.97521 | 0.8975 | 0.99468 | 2.9106e-06 | 9.5314e-07 | 0.81399 | 1.3354e-06 | 1.0271e-07 | 1.4856e-05
636 |  | 0 | 0 | 1 | 0 | 0 | 0 |  | 0 | 0 | 1 | 0 | 0 | 0 | 0.99649 | 0.97809 | 0.99641 | 0.97537 | 0.9984 | 0.99871 | 0.99893 | 0.99906 | 0.99914 | 0.99918 | 3.9362e-06 | 1.2254e-06 | 0.99036 | 2.9632e-06 | 1.4619e-07 | 1.8687e-05 | 0.99715 | 0.97537 | 0.898 | 0.99469 | 3.234e-06 | 1.0071e-06 | 0.81411 | 2.4362e-06 | 1.202e-07 | 1.5366e-05
637 |  | 0 | 0 | 1 | 0 | 0 | 0 |  | 0 | 0 | 1 | 0 | 0 | 0 | 0.99649 | 0.97822 | 0.99641 | 0.97529 | 0.9984 | 0.99871 | 0.99893 | 0.99906 | 0.99914 | 0.99918 | 4.6967e-06 | 1.3054e-06 | 0.98969 | 7.9694e-06 | 1.0525e-07 | 2.2246e-05 | 0.99715 | 0.97529 | 0.8985 | 0.99471 | 3.8609e-06 | 1.0735e-06 | 0.81399 | 6.5555e-06 | 8.6582e-08 | 1.8301e-05
638 |  | 0 | 0 | 1 | 0 | 0 | 0 |  | 0 | 0 | 1 | 0 | 0 | 0 | 0.99649 | 0.97805 | 0.99641 | 0.97564 | 0.9984 | 0.99871 | 0.99893 | 0.99906 | 0.99914 | 0.99918 | 6.2002e-06 | 1.3863e-06 | 0.98932 | 8.1134e-07 | 1.1212e-07 | 2.5595e-05 | 0.99715 | 0.97564 | 0.899 | 0.99472 | 5.1025e-06 | 1.1412e-06 | 0.8146 | 6.6813e-07 | 9.2337e-08 | 2.108e-05
639 |  | 0 | 0 | 1 | 0 | 0 | 0 |  | 0 | 0 | 1 | 0 | 0 | 0 | 0.99649 | 0.97804 | 0.99641 | 0.9756 | 0.9984 | 0.99871 | 0.99893 | 0.99906 | 0.99914 | 0.99918 | 9.2239e-06 | 1.4554e-06 | 0.98945 | 4.2092e-07 | 1.5109e-07 | 2.2845e-05 | 0.99715 | 0.9756 | 0.8995 | 0.99473 | 7.5945e-06 | 1.1986e-06 | 0.81509 | 3.4679e-07 | 1.2449e-07 | 1.8825e-05
640 |  | 0 | 0 | 1 | 0 | 0 | 0 |  | 0 | 0 | 1 | 0 | 0 | 0 | 0.99649 | 0.97872 | 0.99641 | 0.97571 | 0.9984 | 0.99871 | 0.99893 | 0.99906 | 0.99914 | 0.99918 | 1.5217e-05 | 1.5069e-06 | 0.99004 | 8.819e-07 | 1.8928e-07 | 1.8717e-05 | 0.99715 | 0.97571 | 0.9 | 0.99475 | 1.2547e-05 | 1.2429e-06 | 0.81679 | 7.2767e-07 | 1.5619e-07 | 1.5446e-05
641 |  | 0 | 0 | 1 | 0 | 0 | 0 |  | 0 | 0 | 1 | 0 | 0 | 0 | 0.99649 | 0.97829 | 0.99641 | 0.97566 | 0.9984 | 0.99871 | 0.99893 | 0.99906 | 0.99914 | 0.99918 | 2.3752e-05 | 1.5383e-06 | 0.99086 | 5.9584e-07 | 1.7418e-07 | 1.6926e-05 | 0.99715 | 0.97566 | 0.9004 | 0.99476 | 1.9584e-05 | 1.2687e-06 | 0.81741 | 4.916e-07 | 1.4372e-07 | 1.3966e-05
642 |  | 0 | 0 | 1 | 0 | 0 | 0 |  | 0 | 0 | 1 | 0 | 0 | 0 | 0.99649 | 0.97843 | 0.99641 | 0.97575 | 0.9984 | 0.99871 | 0.99893 | 0.99906 | 0.99914 | 0.99918 | 2.6236e-05 | 1.5512e-06 | 0.99155 | 4.6242e-07 | 1.732e-07 | 1.8219e-05 | 0.99715 | 0.97575 | 0.9008 | 0.99478 | 2.1649e-05 | 1.2804e-06 | 0.81862 | 3.8183e-07 | 1.4302e-07 | 1.5045e-05
643 |  | 0 | 0 | 1 | 0 | 0 | 0 |  | 0 | 0 | 1 | 0 | 0 | 0 | 0.99649 | 0.97866 | 0.99641 | 0.97575 | 0.9984 | 0.99871 | 0.99893 | 0.99906 | 0.99914 | 0.99918 | 2.4577e-05 | 1.5479e-06 | 0.99182 | 8.6459e-07 | 1.894e-07 | 1.8883e-05 | 0.99715 | 0.97575 | 0.9012 | 0.99479 | 2.0295e-05 | 1.2785e-06 | 0.81942 | 7.144e-07 | 1.5651e-07 | 1.5605e-05
644 |  | 0 | 0 | 1 | 0 | 0 | 0 |  | 0 | 0 | 1 | 0 | 0 | 0 | 0.99649 | 0.97862 | 0.99641 | 0.97607 | 0.9984 | 0.99871 | 0.99893 | 0.99906 | 0.99914 | 0.99918 | 2.4163e-05 | 1.5307e-06 | 0.99161 | 2.3999e-07 | 2.2794e-07 | 1.5846e-05 | 0.99715 | 0.97607 | 0.9016 | 0.99481 | 1.9974e-05 | 1.2657e-06 | 0.82011 | 1.9851e-07 | 1.8856e-07 | 1.3109e-05
645 |  | 0 | 0 | 1 | 0 | 0 | 0 |  | 0 | 0 | 1 | 0 | 0 | 0 | 0.99649 | 0.9788 | 0.99641 | 0.97566 | 0.9984 | 0.99871 | 0.99893 | 0.99906 | 0.99914 | 0.99918 | 2.4903e-05 | 1.5024e-06 | 0.99101 | 1.2897e-06 | 2.1301e-07 | 1.6235e-05 | 0.99715 | 0.97566 | 0.902 | 0.99482 | 2.0581e-05 | 1.2421e-06 | 0.81946 | 1.0666e-06 | 1.7618e-07 | 1.3429e-05
646 |  | 0 | 0 | 1 | 0 | 0 | 0 |  | 0 | 0 | 1 | 0 | 0 | 0 | 0.99649 | 0.97898 | 0.99641 | 0.97615 | 0.9984 | 0.99871 | 0.99893 | 0.99906 | 0.99914 | 0.99918 | 2.4882e-05 | 1.4683e-06 | 0.99034 | 2.8106e-08 | 1.9038e-07 | 1.927e-05 | 0.99715 | 0.97615 | 0.9024 | 0.99484 | 2.0598e-05 | 1.2158e-06 | 0.82025 | 2.3282e-08 | 1.5772e-07 | 1.5965e-05
647 |  | 0 | 0 | 1 | 0 | 0 | 0 |  | 0 | 0 | 1 | 0 | 0 | 0 | 0.99649 | 0.97845 | 0.99641 | 0.97604 | 0.9984 | 0.99871 | 0.99893 | 0.99906 | 0.99914 | 0.99918 | 2.2508e-05 | 1.4339e-06 | 0.98982 | 1.0826e-08 | 1.8777e-07 | 2.3551e-05 | 0.99715 | 0.97604 | 0.9028 | 0.99485 | 1.8627e-05 | 1.187e-06 | 0.81957 | 8.9654e-09 | 1.5551e-07 | 1.9505e-05
648 |  | 0 | 0 | 1 | 0 | 0 | 0 |  | 0 | 0 | 1 | 0 | 0 | 0 | 0.99649 | 0.97868 | 0.99641 | 0.97629 | 0.9984 | 0.99871 | 0.99893 | 0.99906 | 0.99914 | 0.99918 | 2.0771e-05 | 1.4073e-06 | 0.98962 | 9.0766e-09 | 1.9808e-07 | 2.8123e-05 | 0.99715 | 0.97629 | 0.9032 | 0.99487 | 1.721e-05 | 1.1664e-06 | 0.82039 | 7.5254e-09 | 1.6425e-07 | 2.332e-05
649 |  | 0 | 0 | 1 | 0 | 0 | 0 |  | 0 | 0 | 1 | 0 | 0 | 0 | 0.99649 | 0.97907 | 0.99641 | 0.97644 | 0.9984 | 0.99871 | 0.99893 | 0.99906 | 0.99914 | 0.99918 | 1.9394e-05 | 1.3995e-06 | 0.98972 | 1.0633e-08 | 1.8605e-07 | 2.1126e-05 | 0.99715 | 0.97644 | 0.9036 | 0.99489 | 1.6088e-05 | 1.1613e-06 | 0.82144 | 8.8262e-09 | 1.5445e-07 | 1.7539e-05
650 |  | 0 | 0 | 1 | 0 | 0 | 0 |  | 0 | 0 | 1 | 0 | 0 | 0 | 0.99649 | 0.97872 | 0.99641 | 0.97633 | 0.9984 | 0.99871 | 0.99893 | 0.99906 | 0.99914 | 0.99918 | 1.7055e-05 | 1.4184e-06 | 0.99002 | 1.6251e-08 | 1.7136e-07 | 1.8552e-05 | 0.99715 | 0.97633 | 0.904 | 0.9949 | 1.4146e-05 | 1.1768e-06 | 0.82158 | 1.3488e-08 | 1.4223e-07 | 1.5399e-05
651 |  | 0 | 0 | 1 | 0 | 0 | 0 |  | 0 | 0 | 1 | 0 | 0 | 0 | 0.99638 | 0.97957 | 0.99629 | 0.97654 | 0.99835 | 0.99867 | 0.99889 | 0.99903 | 0.99911 | 0.99916 | 1.3514e-05 | 1.471e-06 | 0.99036 | 3.2998e-08 | 1.8767e-07 | 1.7262e-05 | 0.99706 | 0.97654 | 0.9045 | 0.99492 | 1.1225e-05 | 1.2223e-06 | 0.8231 | 2.7429e-08 | 1.5601e-07 | 1.435e-05
652 |  | 0 | 0 | 1 | 0 | 0 | 0 |  | 0 | 0 | 1 | 0 | 0 | 0 | 0.99626 | 0.97889 | 0.99617 | 0.97637 | 0.9983 | 0.99862 | 0.99885 | 0.999 | 0.99908 | 0.99913 | 9.6317e-06 | 1.5671e-06 | 0.99064 | 1.4465e-07 | 2.6344e-07 | 2.1809e-05 | 0.99696 | 0.97637 | 0.905 | 0.99494 | 7.9938e-06 | 1.3011e-06 | 0.82264 | 1.2014e-07 | 2.1882e-07 | 1.8116e-05
653 |  | 0 | 0 | 1 | 0 | 0 | 0 |  | 0 | 0 | 1 | 0 | 0 | 0 | 0.99614 | 0.97903 | 0.99605 | 0.97665 | 0.99825 | 0.99858 | 0.99882 | 0.99896 | 0.99905 | 0.9991 | 6.0731e-06 | 1.7052e-06 | 0.99081 | 1.9364e-06 | 2.1126e-07 | 1.8106e-05 | 0.99687 | 0.97665 | 0.9055 | 0.99496 | 5.0449e-06 | 1.417e-06 | 0.82354 | 1.6097e-06 | 1.7563e-07 | 1.5054e-05
654 |  | 0 | 0 | 1 | 0 | 0 | 0 |  | 0 | 0 | 1 | 0 | 0 | 0 | 0.99603 | 0.97925 | 0.99593 | 0.97649 | 0.99819 | 0.99854 | 0.99878 | 0.99893 | 0.99902 | 0.99908 | 3.5196e-06 | 1.884e-06 | 0.99085 | 4.2387e-07 | 1.7148e-07 | 1.6072e-05 | 0.99677 | 0.97649 | 0.906 | 0.99497 | 2.924e-06 | 1.5657e-06 | 0.82365 | 3.524e-07 | 1.4257e-07 | 1.3364e-05
655 |  | 0 | 0 | 1 | 0 | 0 | 0 |  | 0 | 0 | 1 | 0 | 0 | 0 | 0.99591 | 0.97883 | 0.99581 | 0.97655 | 0.99814 | 0.9985 | 0.99875 | 0.9989 | 0.99899 | 0.99905 | 1.9962e-06 | 2.1001e-06 | 0.99071 | 5.5052e-06 | 1.5396e-07 | 1.6782e-05 | 0.99668 | 0.97655 | 0.9065 | 0.99499 | 1.6581e-06 | 1.7451e-06 | 0.82344 | 4.5764e-06 | 1.28e-07 | 1.3953e-05
656 |  | 0 | 0 | 1 | 0 | 0 | 0 |  | 0 | 0 | 1 | 0 | 0 | 0 | 0.99591 | 0.97942 | 0.99581 | 0.97685 | 0.99814 | 0.9985 | 0.99875 | 0.9989 | 0.99899 | 0.99905 | 1.1051e-06 | 2.3365e-06 | 0.99043 | 5.6214e-07 | 1.732e-07 | 1.7642e-05 | 0.99668 | 0.97685 | 0.90699 | 0.99501 | 9.1959e-07 | 1.945e-06 | 0.82469 | 4.6814e-07 | 1.4425e-07 | 1.4694e-05
657 |  | 0 | 0 | 1 | 0 | 0 | 0 |  | 0 | 0 | 1 | 0 | 0 | 0 | 0.99591 | 0.97913 | 0.99581 | 0.97685 | 0.99814 | 0.9985 | 0.99875 | 0.9989 | 0.99899 | 0.99905 | 6.1081e-07 | 2.5787e-06 | 0.99008 | 1.0071e-06 | 1.5223e-07 | 1.5975e-05 | 0.99668 | 0.97685 | 0.90749 | 0.99503 | 5.0843e-07 | 2.1472e-06 | 0.82462 | 8.3893e-07 | 1.2682e-07 | 1.3309e-05
658 |  | 0 | 0 | 1 | 0 | 0 | 0 |  | 0 | 0 | 1 | 0 | 0 | 0 | 0.99591 | 0.97946 | 0.99581 | 0.97656 | 0.99814 | 0.9985 | 0.99875 | 0.9989 | 0.99899 | 0.99905 | 3.7946e-07 | 2.8121e-06 | 0.98976 | 9.7004e-07 | 1.3829e-07 | 1.7279e-05 | 0.99668 | 0.97656 | 0.90799 | 0.99504 | 3.1595e-07 | 2.3423e-06 | 0.82462 | 8.0831e-07 | 1.1524e-07 | 1.44e-05
659 |  | 0 | 0 | 1 | 0 | 0 | 0 |  | 0 | 0 | 1 | 0 | 0 | 0 | 0.99591 | 0.97901 | 0.99581 | 0.97667 | 0.99814 | 0.9985 | 0.99875 | 0.9989 | 0.99899 | 0.99905 | 2.8242e-07 | 3.0298e-06 | 0.98961 | 8.1328e-07 | 1.6056e-07 | 1.8379e-05 | 0.99668 | 0.97667 | 0.90849 | 0.99506 | 2.3523e-07 | 2.5244e-06 | 0.82475 | 6.779e-07 | 1.3385e-07 | 1.5322e-05
660 |  | 0 | 0 | 1 | 0 | 0 | 0 |  | 0 | 0 | 1 | 0 | 0 | 0 | 0.99591 | 0.97907 | 0.99581 | 0.97665 | 0.99814 | 0.9985 | 0.99875 | 0.9989 | 0.99899 | 0.99905 | 2.7037e-07 | 3.2303e-06 | 0.98966 | 6.3797e-07 | 2.087e-07 | 1.7113e-05 | 0.99668 | 0.97665 | 0.90899 | 0.99508 | 2.2533e-07 | 2.6931e-06 | 0.82528 | 5.3209e-07 | 1.7408e-07 | 1.4275e-05
661 |  | 0 | 0 | 1 | 0 | 0 | 0 |  | 0 | 0 | 1 | 0 | 0 | 0 | 0.99591 | 0.97962 | 0.99581 | 0.97642 | 0.99814 | 0.9985 | 0.99875 | 0.9989 | 0.99899 | 0.99905 | 3.5514e-07 | 3.4134e-06 | 0.98986 | 1.1398e-06 | 1.8186e-07 | 1.4158e-05 | 0.99668 | 0.97642 | 0.9094 | 0.9951 | 2.9613e-07 | 2.8473e-06 | 0.8259 | 9.5118e-07 | 1.5178e-07 | 1.1817e-05
662 |  | 0 | 0 | 1 | 0 | 0 | 0 |  | 0 | 0 | 1 | 0 | 0 | 0 | 0.99591 | 0.97895 | 0.99581 | 0.9767 | 0.99814 | 0.9985 | 0.99875 | 0.9989 | 0.99899 | 0.99905 | 6.5335e-07 | 3.586e-06 | 0.99002 | 5.2518e-06 | 1.6458e-07 | 1.4357e-05 | 0.99668 | 0.9767 | 0.9098 | 0.99512 | 5.45e-07 | 2.9923e-06 | 0.82634 | 4.3842e-06 | 1.374e-07 | 1.1987e-05
663 |  | 0 | 0 | 1 | 0 | 0 | 0 |  | 0 | 0 | 1 | 0 | 0 | 0 | 0.99591 | 0.97979 | 0.99581 | 0.97632 | 0.99814 | 0.9985 | 0.99875 | 0.9989 | 0.99899 | 0.99905 | 1.9071e-06 | 3.7549e-06 | 0.99001 | 6.3269e-07 | 1.4639e-07 | 1.5889e-05 | 0.99668 | 0.97632 | 0.9102 | 0.99514 | 1.5916e-06 | 3.135e-06 | 0.82677 | 5.2845e-07 | 1.2228e-07 | 1.3273e-05
664 |  | 0 | 0 | 1 | 0 | 0 | 0 |  | 0 | 0 | 1 | 0 | 0 | 0 | 0.99591 | 0.97966 | 0.99581 | 0.97695 | 0.99814 | 0.9985 | 0.99875 | 0.9989 | 0.99899 | 0.99905 | 0.00013032 | 3.9328e-06 | 0.98981 | 5.7422e-07 | 1.4557e-07 | 1.6795e-05 | 0.99668 | 0.97695 | 0.9106 | 0.99516 | 0.00010894 | 3.2889e-06 | 0.82794 | 4.8039e-07 | 1.2179e-07 | 1.4053e-05
665 |  | 0 | 0 | 1 | 0 | 0 | 0 |  | 0 | 0 | 1 | 0 | 0 | 0 | 0.99591 | 0.9797 | 0.99581 | 0.97657 | 0.99814 | 0.9985 | 0.99875 | 0.9989 | 0.99899 | 0.99905 | 1.997e-05 | 4.1346e-06 | 0.98961 | 1.0325e-06 | 1.5103e-07 | 1.5798e-05 | 0.99668 | 0.97657 | 0.911 | 0.99518 | 1.6689e-05 | 3.4566e-06 | 0.82755 | 8.6354e-07 | 1.2633e-07 | 1.3215e-05
666 |  | 0 | 0 | 1 | 0 | 0 | 0 |  | 0 | 0 | 1 | 0 | 0 | 0 | 0.99579 | 0.97995 | 0.99569 | 0.97722 | 0.99809 | 0.99845 | 0.99871 | 0.99887 | 0.99896 | 0.99902 | 5.649e-06 | 4.3858e-06 | 0.98967 | 2.4258e-06 | 1.9015e-07 | 1.6096e-05 | 0.99658 | 0.97722 | 0.9114 | 0.9952 | 4.7288e-06 | 3.6727e-06 | 0.82899 | 2.0323e-06 | 1.5932e-07 | 1.3487e-05
667 |  | 0 | 0 | 1 | 0 | 0 | 0 |  | 0 | 0 | 1 | 0 | 0 | 0 | 0.99568 | 0.97917 | 0.99558 | 0.97664 | 0.99803 | 0.99841 | 0.99868 | 0.99884 | 0.99893 | 0.99899 | 9.1782e-05 | 4.7194e-06 | 0.99008 | 7.3372e-06 | 2.7009e-07 | 1.7573e-05 | 0.99649 | 0.97664 | 0.9118 | 0.99522 | 7.6685e-05 | 3.9446e-06 | 0.82776 | 6.1353e-06 | 2.2587e-07 | 1.4697e-05
668 |  | 0 | 0 | 1 | 0 | 0 | 0 |  | 0 | 0 | 1 | 0 | 0 | 0 | 0.99556 | 0.98011 | 0.99546 | 0.97698 | 0.99798 | 0.99837 | 0.99864 | 0.99881 | 0.99891 | 0.99897 | 5.0388e-06 | 5.1682e-06 | 0.99071 | 2.6478e-05 | 2.1009e-07 | 1.9983e-05 | 0.99639 | 0.97698 | 0.9122 | 0.99524 | 4.2173e-06 | 4.3273e-06 | 0.82974 | 2.218e-05 | 1.76e-07 | 1.6742e-05
669 |  | 0 | 0 | 1 | 0 | 0 | 0 |  | 0 | 0 | 1 | 0 | 0 | 0 | 0.99544 | 0.97967 | 0.99534 | 0.97682 | 0.99793 | 0.99832 | 0.9986 | 0.99878 | 0.99888 | 0.99894 | 0.00017562 | 5.8084e-06 | 0.9912 | 0.00024958 | 2.0079e-07 | 2.3424e-05 | 0.9963 | 0.97682 | 0.9126 | 0.99526 | 0.00014689 | 4.8599e-06 | 0.82958 | 0.00020892 | 1.681e-07 | 1.9611e-05
670 |  | 0 | 0 | 1 | 0 | 0 | 0 |  | 0 | 0 | 1 | 0 | 0 | 0 | 0.99533 | 0.97932 | 0.99522 | 0.9771 | 0.99787 | 0.99828 | 0.99857 | 0.99874 | 0.99885 | 0.99891 | 9.9393e-06 | 6.6737e-06 | 0.99129 | 0.0064003 | 1.9981e-07 | 2.489e-05 | 0.9962 | 0.9771 | 0.913 | 0.99528 | 8.3154e-06 | 5.5856e-06 | 0.82991 | 0.0053593 | 1.6733e-07 | 2.0845e-05
671 |  | 0 | 0 | 1 | 0 | 0 | 0 |  | 0 | 0 | 1 | 0 | 0 | 0 | 0.99533 | 0.97991 | 0.99522 | 0.97703 | 0.99787 | 0.99828 | 0.99857 | 0.99874 | 0.99885 | 0.99891 | 0.00017678 | 7.8494e-06 | 0.99089 | 0.0026723 | 2.2001e-07 | 2.1655e-05 | 0.9962 | 0.97703 | 0.9133 | 0.9953 | 0.00014801 | 6.5749e-06 | 0.83024 | 0.0022394 | 1.844e-07 | 1.8151e-05
672 |  | 0 | 0 | 1 | 0 | 0 | 0 |  | 0 | 0 | 1 | 0 | 0 | 0 | 0.99533 | 0.97983 | 0.99522 | 0.97719 | 0.99787 | 0.99828 | 0.99857 | 0.99874 | 0.99885 | 0.99891 | 1.0551e-05 | 9.396e-06 | 0.99022 | 0.015845 | 1.7754e-07 | 2.103e-05 | 0.9962 | 0.97719 | 0.9136 | 0.99532 | 8.8394e-06 | 7.8751e-06 | 0.83018 | 0.013286 | 1.4889e-07 | 1.7637e-05
673 |  | 0 | 0 | 1 | 0 | 0 | 0 |  | 0 | 0 | 1 | 0 | 0 | 0 | 0.99533 | 0.98028 | 0.99522 | 0.97734 | 0.99787 | 0.99828 | 0.99857 | 0.99874 | 0.99885 | 0.99891 | 4.8631e-05 | 1.1324e-05 | 0.98957 | 0.0044941 | 1.4974e-07 | 2.1813e-05 | 0.9962 | 0.97734 | 0.9139 | 0.99535 | 4.0788e-05 | 9.5013e-06 | 0.83056 | 0.0037727 | 1.2572e-07 | 1.8314e-05
674 |  | 0 | 0 | 1 | 0 | 0 | 0 |  | 0 | 0 | 1 | 0 | 0 | 0 | 0.99533 | 0.98008 | 0.99522 | 0.97705 | 0.99787 | 0.99828 | 0.99857 | 0.99874 | 0.99885 | 0.99891 | 2.5311e-05 | 1.3654e-05 | 0.98918 | 0.010564 | 1.5334e-07 | 2.1895e-05 | 0.9962 | 0.97705 | 0.9142 | 0.99537 | 2.1219e-05 | 1.1451e-05 | 0.82985 | 0.0088643 | 1.2868e-07 | 1.8375e-05
675 |  | 0 | 0 | 1 | 0 | 0 | 0 |  | 0 | 0 | 1 | 0 | 0 | 0 | 0.99533 | 0.98 | 0.99522 | 0.97755 | 0.99787 | 0.99828 | 0.99857 | 0.99874 | 0.99885 | 0.99891 | 7.9756e-05 | 1.6232e-05 | 0.9891 | 0.011073 | 1.5891e-07 | 2.0738e-05 | 0.9962 | 0.97755 | 0.9145 | 0.99539 | 6.6951e-05 | 1.3632e-05 | 0.83087 | 0.0093031 | 1.3353e-07 | 1.7426e-05
676 |  | 0 | 0 | 1 | 0 | 0 | 0 |  | 0 | 0 | 1 | 0 | 0 | 0 | 0.99533 | 0.98018 | 0.99522 | 0.97729 | 0.99787 | 0.99828 | 0.99857 | 0.99874 | 0.99885 | 0.99891 | 0.0001187 | 1.8954e-05 | 0.98944 | 0.022854 | 1.3474e-07 | 2.006e-05 | 0.9962 | 0.97729 | 0.9148 | 0.99541 | 9.9644e-05 | 1.5917e-05 | 0.83114 | 0.019201 | 1.1322e-07 | 1.6857e-05
677 |  | 0 | 0 | 1 | 1 | 0 | 0 |  | 0 | 0 | 1 | 0 | 0 | 0 | 0.99533 | 0.98047 | 0.99522 | 0.97761 | 0.99787 | 0.99828 | 0.99857 | 0.99874 | 0.99885 | 0.99891 | 2.5221e-05 | 2.1716e-05 | 0.98998 | 0.037804 | 1.337e-07 | 2.0491e-05 | 0.9962 | 0.97761 | 0.9151 | 0.99543 | 2.1198e-05 | 1.826e-05 | 0.83268 | 0.031803 | 1.1249e-07 | 1.7241e-05
678 |  | 0 | 0 | 1 | 1 | 0 | 0 |  | 0 | 0 | 1 | 0 | 0 | 0 | 0.99533 | 0.98047 | 0.99522 | 0.97737 | 0.99787 | 0.99828 | 0.99857 | 0.99874 | 0.99885 | 0.99891 | 7.941e-05 | 2.4481e-05 | 0.9899 | 0.078421 | 1.1166e-07 | 2.1249e-05 | 0.9962 | 0.97737 | 0.9154 | 0.99545 | 6.6737e-05 | 2.0582e-05 | 0.8325 | 0.065964 | 9.3935e-08 | 1.7876e-05
679 |  | 0 | 0 | 1 | 1 | 0 | 0 |  | 0 | 0 | 0.98 | 0.02 | 0 | 0 | 0.99533 | 0.97987 | 0.99522 | 0.97753 | 0.99787 | 0.99828 | 0.99857 | 0.99874 | 0.99885 | 0.99891 | 2.5253e-05 | 2.7253e-05 | 0.98683 | 0.10646 | 1.0859e-07 | 2.2872e-05 | 0.9962 | 0.97753 | 0.9157 | 0.99548 | 2.1224e-05 | 2.2914e-05 | 0.82997 | 0.089558 | 9.1358e-08 | 1.9243e-05
680 |  | 0 | 0 | 1 | 1 | 0 | 0 |  | 0 | 0 | 0.94 | 0.06 | 0 | 0 | 0.99533 | 0.9802 | 0.99522 | 0.97753 | 0.99787 | 0.99828 | 0.99857 | 0.99874 | 0.99885 | 0.99891 | 7.4559e-05 | 3.006e-05 | 0.97784 | 0.14951 | 1.1951e-07 | 2.6702e-05 | 0.9962 | 0.97753 | 0.916 | 0.9955 | 6.2707e-05 | 2.5292e-05 | 0.82298 | 0.12585 | 1.0061e-07 | 2.2481e-05
681 |  | 0 | 0 | 1 | 1 | 0 | 0 |  | 0 | 0 | 0.9 | 0.1 | 0 | 0 | 0.99533 | 0.98035 | 0.99522 | 0.97771 | 0.99787 | 0.99828 | 0.99857 | 0.99874 | 0.99885 | 0.99891 | 3.7716e-05 | 3.2973e-05 | 0.95884 | 0.20123 | 1.3771e-07 | 2.6312e-05 | 0.9962 | 0.97771 | 0.9166 | 0.99552 | 3.1759e-05 | 2.7776e-05 | 0.80796 | 0.1696 | 1.1607e-07 | 2.2179e-05
682 |  | 0 | 0 | 1 | 1 | 0 | 0 |  | 0 | 0 | 0.86 | 0.14 | 0 | 0 | 0.99533 | 0.98114 | 0.99522 | 0.97771 | 0.99787 | 0.99828 | 0.99857 | 0.99874 | 0.99885 | 0.99891 | 2.1983e-05 | 3.6054e-05 | 0.9303 | 0.23486 | 1.5497e-07 | 2.1786e-05 | 0.9962 | 0.97771 | 0.9172 | 0.99554 | 1.8538e-05 | 3.0417e-05 | 0.78507 | 0.19823 | 1.3081e-07 | 1.8392e-05
683 |  | 0 | 0 | 1 | 1 | 0 | 0 |  | 0 | 0 | 0.82 | 0.18 | 0 | 0 | 0.99533 | 0.98086 | 0.99522 | 0.97804 | 0.99787 | 0.99828 | 0.99857 | 0.99874 | 0.99885 | 0.99891 | 3.4103e-05 | 3.9471e-05 | 0.89222 | 0.26541 | 1.7075e-07 | 2.1686e-05 | 0.9962 | 0.97804 | 0.9178 | 0.99557 | 2.879e-05 | 3.3335e-05 | 0.75374 | 0.22425 | 1.4429e-07 | 1.8326e-05
684 |  | 0 | 0 | 1 | 1 | 0 | 0 |  | 0 | 0 | 0.78 | 0.22 | 0 | 0 | 0.99533 | 0.98034 | 0.99522 | 0.97778 | 0.99787 | 0.99828 | 0.99857 | 0.99874 | 0.99885 | 0.99891 | 2.6866e-05 | 4.33e-05 | 0.84917 | 0.30715 | 1.878e-07 | 2.1125e-05 | 0.9962 | 0.97778 | 0.9184 | 0.99559 | 2.2672e-05 | 3.6555e-05 | 0.7171 | 0.25942 | 1.5864e-07 | 1.7846e-05
685 |  | 0 | 0 | 1 | 1 | 0 | 0 |  | 0 | 0 | 0.74 | 0.26 | 0 | 0 | 0.99533 | 0.98082 | 0.99522 | 0.97808 | 0.99787 | 0.99828 | 0.99857 | 0.99874 | 0.99885 | 0.99891 | 3.0501e-05 | 4.7823e-05 | 0.80387 | 0.34428 | 2.0908e-07 | 2.1191e-05 | 0.9962 | 0.97808 | 0.919 | 0.99561 | 2.5785e-05 | 4.0445e-05 | 0.68005 | 0.2913 | 1.7692e-07 | 1.7934e-05
686 |  | 0 | 0 | 1 | 1 | 0 | 0 |  | 0 | 0 | 0.7 | 0.3 | 0 | 0 | 0.99521 | 0.98095 | 0.9951 | 0.97822 | 0.99782 | 0.99824 | 0.99853 | 0.99871 | 0.99882 | 0.99888 | 1.9227e-05 | 5.3189e-05 | 0.75968 | 0.3848 | 2.3809e-07 | 1.9553e-05 | 0.99611 | 0.97822 | 0.9196 | 0.99564 | 1.6266e-05 | 4.5016e-05 | 0.64314 | 0.32583 | 2.0162e-07 | 1.6559e-05
687 |  | 0 | 0 | 1 | 1 | 0 | 0 |  | 0 | 0 | 0.66 | 0.34 | 0 | 0 | 0.99509 | 0.98136 | 0.99498 | 0.97842 | 0.99777 | 0.99819 | 0.9985 | 0.99868 | 0.99879 | 0.99886 | 1.4332e-05 | 5.9853e-05 | 0.71951 | 0.42301 | 2.8024e-07 | 1.8339e-05 | 0.99601 | 0.97842 | 0.9202 | 0.99566 | 1.2138e-05 | 5.0712e-05 | 0.60981 | 0.35858 | 2.3758e-07 | 1.5549e-05
688 |  | 0 | 0 | 1 | 1 | 0 | 0 |  | 0 | 0 | 0.62 | 0.38 | 0 | 0 | 0.99498 | 0.98104 | 0.99486 | 0.97835 | 0.99771 | 0.99815 | 0.99846 | 0.99865 | 0.99876 | 0.99883 | 8.6472e-06 | 6.8097e-05 | 0.68479 | 0.46429 | 3.1144e-07 | 1.7364e-05 | 0.99592 | 0.97835 | 0.9208 | 0.99568 | 7.3221e-06 | 5.7687e-05 | 0.58029 | 0.39351 | 2.6399e-07 | 1.472e-05
689 |  | 0 | 0 | 1 | 1 | 0 | 0 |  | 0 | 0 | 0.58 | 0.42 | 0 | 0 | 0.99486 | 0.98113 | 0.99474 | 0.9781 | 0.99766 | 0.99811 | 0.99843 | 0.99862 | 0.99873 | 0.9988 | 1.6712e-06 | 7.8651e-05 | 0.65256 | 0.50265 | 2.9831e-07 | 1.6866e-05 | 0.99582 | 0.9781 | 0.9214 | 0.99571 | 1.415e-06 | 6.662e-05 | 0.55292 | 0.42598 | 2.5284e-07 | 1.4296e-05
690 |  | 0 | 0 | 1 | 1 | 0 | 0 |  | 0 | 0 | 0.54 | 0.46 | 0 | 0 | 0.99474 | 0.98083 | 0.99462 | 0.97835 | 0.99761 | 0.99807 | 0.99839 | 0.99859 | 0.9987 | 0.99878 | 8.6545e-07 | 9.2139e-05 | 0.61146 | 0.53982 | 2.8782e-07 | 1.5421e-05 | 0.99573 | 0.97835 | 0.922 | 0.99573 | 7.3311e-07 | 7.8085e-05 | 0.51837 | 0.45772 | 2.4408e-07 | 1.3078e-05
691 |  | 0 | 0 | 1 | 1 | 0 | 0 |  | 0 | 0 | 0.5 | 0.5 | 0 | 0 | 0.99474 | 0.98064 | 0.99462 | 0.97888 | 0.99761 | 0.99807 | 0.99839 | 0.99859 | 0.9987 | 0.99878 | 5.6985e-07 | 0.00010999 | 0.56403 | 0.5733 | 2.7916e-07 | 1.3545e-05 | 0.99573 | 0.97888 | 0.9223 | 0.99576 | 4.8331e-07 | 9.3331e-05 | 0.47875 | 0.48671 | 2.3702e-07 | 1.1502e-05
692 |  | 0 | 0 | 1 | 1 | 0 | 0 |  | 0 | 0 | 0.46 | 0.54 | 0 | 0 | 0.99474 | 0.98178 | 0.99462 | 0.97874 | 0.99761 | 0.99807 | 0.99839 | 0.99859 | 0.9987 | 0.99878 | 3.7013e-07 | 0.00013331 | 0.52088 | 0.60956 | 2.6305e-07 | 1.0727e-05 | 0.99573 | 0.97874 | 0.9226 | 0.99578 | 3.143e-07 | 0.00011325 | 0.44266 | 0.51813 | 2.2362e-07 | 9.1202e-06
693 |  | 0 | 0 | 1 | 1 | 0 | 0 |  | 0 | 0 | 0.42 | 0.58 | 0 | 0 | 0.99474 | 0.98149 | 0.99462 | 0.97913 | 0.99761 | 0.99807 | 0.99839 | 0.99859 | 0.9987 | 0.99878 | 2.3094e-07 | 0.00016267 | 0.47965 | 0.65366 | 2.3852e-07 | 8.9838e-06 | 0.99573 | 0.97913 | 0.9229 | 0.9958 | 1.9627e-07 | 0.00013831 | 0.40797 | 0.55608 | 2.0294e-07 | 7.6442e-06
694 |  | 0 | 0 | 1 | 1 | 0 | 0 |  | 0 | 0 | 0.38 | 0.62 | 0 | 0 | 0.99474 | 0.9811 | 0.99462 | 0.97847 | 0.99761 | 0.99807 | 0.99839 | 0.99859 | 0.9987 | 0.99878 | 1.3726e-07 | 0.00019201 | 0.44319 | 0.69658 | 2.1398e-07 | 9.2263e-06 | 0.99573 | 0.97847 | 0.9232 | 0.99583 | 1.1649e-07 | 0.00016304 | 0.37643 | 0.59177 | 1.818e-07 | 7.8395e-06
695 |  | 0 | 0 | 1 | 1 | 0 | 0 |  | 0 | 0 | 0.34 | 0.66 | 0 | 0 | 0.99474 | 0.98113 | 0.99462 | 0.97896 | 0.99761 | 0.99807 | 0.99839 | 0.99859 | 0.9987 | 0.99878 | 8.5389e-08 | 0.00020712 | 0.40689 | 0.73112 | 1.9856e-07 | 1.2605e-05 | 0.99573 | 0.97896 | 0.9235 | 0.99585 | 7.257e-08 | 0.00017611 | 0.34608 | 0.62198 | 1.6894e-07 | 1.0725e-05
696 |  | 0 | 0 | 1 | 1 | 0 | 0 |  | 0 | 0 | 0.3 | 0.7 | 0 | 0 | 0.99474 | 0.9814 | 0.99462 | 0.979 | 0.99761 | 0.99807 | 0.99839 | 0.99859 | 0.9987 | 0.99878 | 5.9171e-08 | 0.00020424 | 0.37176 | 0.76456 | 1.9255e-07 | 1.9935e-05 | 0.99573 | 0.979 | 0.9238 | 0.99588 | 5.0324e-08 | 0.00017378 | 0.31642 | 0.65088 | 1.6394e-07 | 1.6974e-05
697 |  | 0 | 0 | 1 | 1 | 0 | 0 |  | 0 | 0 | 0.26 | 0.74 | 0 | 0 | 0.99474 | 0.98135 | 0.99462 | 0.97924 | 0.99761 | 0.99807 | 0.99839 | 0.99859 | 0.9987 | 0.99878 | 4.999e-08 | 0.00019422 | 0.33738 | 0.80299 | 2.0302e-07 | 2.8536e-05 | 0.99573 | 0.97924 | 0.9241 | 0.9959 | 4.255e-08 | 0.00016538 | 0.28739 | 0.68414 | 1.7299e-07 | 2.4317e-05
698 |  | 0 | 0 | 1 | 1 | 0 | 0 |  | 0 | 0 | 0.22 | 0.78 | 0 | 0 | 0.99474 | 0.98174 | 0.99462 | 0.97909 | 0.99761 | 0.99807 | 0.99839 | 0.99859 | 0.9987 | 0.99878 | 4.9471e-08 | 0.0001848 | 0.28722 | 0.84563 | 2.4864e-07 | 3.0561e-05 | 0.99573 | 0.97909 | 0.9244 | 0.99593 | 4.2125e-08 | 0.00015743 | 0.24476 | 0.72078 | 2.1195e-07 | 2.6054e-05
699 |  | 0 | 0 | 1 | 1 | 0 | 0 |  | 0 | 0 | 0.18 | 0.82 | 0 | 0 | 0.99474 | 0.98145 | 0.99462 | 0.97911 | 0.99761 | 0.99807 | 0.99839 | 0.99859 | 0.9987 | 0.99878 | 5.6615e-08 | 0.00017367 | 0.24814 | 0.88875 | 2.577e-07 | 3.1059e-05 | 0.99573 | 0.97911 | 0.9247 | 0.99595 | 4.8214e-08 | 0.00014797 | 0.21149 | 0.75761 | 2.197e-07 | 2.6481e-05
700 |  | 0 | 0 | 1 | 1 | 0 | 0 |  | 0 | 0 | 0.14 | 0.86 | 0 | 0 | 0.99474 | 0.98149 | 0.99462 | 0.9794 | 0.99761 | 0.99807 | 0.99839 | 0.99859 | 0.9987 | 0.99878 | 6.8991e-08 | 0.00015793 | 0.21688 | 0.92927 | 2.0895e-07 | 3.2076e-05 | 0.99573 | 0.9794 | 0.925 | 0.99598 | 5.8811e-08 | 0.00013468 | 0.18502 | 0.79292 | 1.7831e-07 | 2.7375e-05
701 |  | 0 | 0 | 1 | 1 | 0 | 0 |  | 0 | 0 | 0.1 | 0.9 | 0 | 0 | 0.99474 | 0.98231 | 0.99462 | 0.97949 | 0.99761 | 0.99807 | 0.99839 | 0.99859 | 0.9987 | 0.99878 | 8.522e-08 | 0.0001407 | 0.17033 | 0.96133 | 2.1149e-07 | 3.438e-05 | 0.99573 | 0.97949 | 0.9251 | 0.996 | 7.2728e-08 | 0.00012013 | 0.14547 | 0.82122 | 1.8069e-07 | 2.9375e-05
702 |  | 0 | 0 | 1 | 1 | 0 | 0 |  | 0 | 0 | 0.06 | 0.94 | 0 | 0 | 0.99474 | 0.98202 | 0.99462 | 0.97983 | 0.99761 | 0.99807 | 0.99839 | 0.99859 | 0.9987 | 0.99878 | 1.0157e-07 | 0.00012455 | 0.13531 | 0.98289 | 2.0312e-07 | 3.6753e-05 | 0.99573 | 0.97983 | 0.9252 | 0.99603 | 8.6728e-08 | 0.0001064 | 0.11563 | 0.8401 | 1.7363e-07 | 3.1419e-05
703 |  | 0 | 0 | 1 | 1 | 0 | 0 |  | 0 | 0 | 0.02 | 0.98 | 0 | 0 | 0.99474 | 0.98199 | 0.99462 | 0.97914 | 0.99761 | 0.99807 | 0.99839 | 0.99859 | 0.9987 | 0.99878 | 1.1463e-07 | 0.00010664 | 0.090126 | 0.99245 | 2.2813e-07 | 3.5443e-05 | 0.99573 | 0.97914 | 0.9253 | 0.99605 | 9.7752e-08 | 9.0981e-05 | 0.076917 | 0.84717 | 1.9476e-07 | 3.026e-05
704 |  | 0 | 0 | 1 | 1 | 0 | 0 |  | 0 | 0 | 0 | 1 | 0 | 0 | 0.99474 | 0.98175 | 0.99462 | 0.97989 | 0.99761 | 0.99807 | 0.99839 | 0.99859 | 0.9987 | 0.99878 | 1.2175e-07 | 8.567e-05 | 0.038063 | 0.9953 | 2.2726e-07 | 3.5092e-05 | 0.99573 | 0.97989 | 0.9254 | 0.99608 | 1.0397e-07 | 7.3195e-05 | 0.032531 | 0.85081 | 1.9429e-07 | 3.0003e-05
705 |  | 0 | 0 | 1 | 1 | 0 | 0 |  | 0 | 0 | 0 | 1 | 0 | 0 | 0.99474 | 0.98213 | 0.99462 | 0.9793 | 0.99761 | 0.99807 | 0.99839 | 0.99859 | 0.9987 | 0.99878 | 1.2133e-07 | 6.471e-05 | 0.010133 | 0.99525 | 2.6364e-07 | 3.6006e-05 | 0.99573 | 0.9793 | 0.9255 | 0.9961 | 1.0354e-07 | 5.5248e-05 | 0.0086543 | 0.85017 | 2.2523e-07 | 3.0763e-05
706 |  | 0 | 0 | 1 | 1 | 0 | 0 |  | 0 | 0 | 0 | 1 | 0 | 0 | 0.99474 | 0.98213 | 0.99462 | 0.98012 | 0.99761 | 0.99807 | 0.99839 | 0.99859 | 0.9987 | 0.99878 | 1.163e-07 | 4.7448e-05 | 0.0026438 | 0.9944 | 3.3703e-07 | 3.8004e-05 | 0.99573 | 0.98012 | 0.9256 | 0.99613 | 9.9434e-08 | 4.0584e-05 | 0.0022621 | 0.85099 | 2.8846e-07 | 3.2529e-05
707 |  | 0 | 0 | 0 | 1 | 0 | 0 |  | 0 | 0 | 0 | 1 | 0 | 0 | 0.99474 | 0.98186 | 0.99462 | 0.97942 | 0.99761 | 0.99807 | 0.99839 | 0.99859 | 0.9987 | 0.99878 | 1.0971e-07 | 3.5458e-05 | 0.00082761 | 0.9932 | 3.9707e-07 | 3.8112e-05 | 0.99573 | 0.97942 | 0.9257 | 0.99615 | 9.3652e-08 | 3.0281e-05 | 0.00070701 | 0.84864 | 3.3931e-07 | 3.2571e-05
708 |  | 0 | 0 | 0 | 1 | 0 | 0 |  | 0 | 0 | 0 | 1 | 0 | 0 | 0.99474 | 0.98178 | 0.99462 | 0.97992 | 0.99761 | 0.99807 | 0.99839 | 0.99859 | 0.9987 | 0.99878 | 1.0223e-07 | 2.8564e-05 | 0.00035282 | 0.99188 | 3.9135e-07 | 3.8473e-05 | 0.99573 | 0.97992 | 0.9258 | 0.99618 | 8.7359e-08 | 2.4419e-05 | 0.00030172 | 0.84841 | 3.3478e-07 | 3.2914e-05
709 |  | 0 | 0 | 0 | 1 | 0 | 0 |  | 0 | 0 | 0 | 1 | 0 | 0 | 0.99474 | 0.98181 | 0.99462 | 0.97952 | 0.99761 | 0.99807 | 0.99839 | 0.99859 | 0.9987 | 0.99878 | 9.356e-08 | 2.4881e-05 | 0.00016311 | 0.99079 | 4.1508e-07 | 4.1327e-05 | 0.99573 | 0.97952 | 0.9259 | 0.99621 | 7.9897e-08 | 2.1257e-05 | 0.0001394 | 0.84694 | 3.5485e-07 | 3.5333e-05
710 |  | 0 | 0 | 0 | 1 | 0 | 0 |  | 0 | 0 | 0 | 1 | 0 | 0 | 0.99474 | 0.98177 | 0.99462 | 0.98021 | 0.99761 | 0.99807 | 0.99839 | 0.99859 | 0.9987 | 0.99878 | 8.3624e-08 | 2.419e-05 | 9.0296e-05 | 0.99029 | 5.5496e-07 | 5.4786e-05 | 0.99573 | 0.98021 | 0.926 | 0.99623 | 7.1519e-08 | 2.0698e-05 | 7.7286e-05 | 0.84777 | 4.7515e-07 | 4.691e-05
711 |  | 0 | 0 | 0 | 1 | 0 | 0 |  | 0 | 0 | 0 | 1 | 0 | 0 | 0.99474 | 0.98188 | 0.99462 | 0.98018 | 0.99761 | 0.99807 | 0.99839 | 0.99859 | 0.9987 | 0.99878 | 7.3974e-08 | 2.5578e-05 | 5.3093e-05 | 0.99015 | 5.6497e-07 | 9.0673e-05 | 0.99573 | 0.98018 | 0.9264 | 0.99626 | 6.3297e-08 | 2.1896e-05 | 4.5466e-05 | 0.84807 | 4.8396e-07 | 7.7677e-05
712 |  | 0 | 0 | 0 | 1 | 0 | 0 |  | 0 | 0 | 0 | 1 | 0 | 0 | 0.99474 | 0.98209 | 0.99462 | 0.97962 | 0.99761 | 0.99807 | 0.99839 | 0.99859 | 0.9987 | 0.99878 | 6.5515e-08 | 2.8239e-05 | 3.3972e-05 | 0.9901 | 4.2391e-07 | 0.00017898 | 0.99573 | 0.97962 | 0.9268 | 0.99628 | 5.6033e-08 | 2.4163e-05 | 2.9078e-05 | 0.84763 | 3.6295e-07 | 0.00015325
713 |  | 0 | 0 | 0 | 1 | 0 | 0 |  | 0 | 0 | 0 | 1 | 0 | 0 | 0.99474 | 0.98204 | 0.99462 | 0.97997 | 0.99761 | 0.99807 | 0.99839 | 0.99859 | 0.9987 | 0.99878 | 5.8382e-08 | 2.9993e-05 | 2.323e-05 | 0.98994 | 4.2113e-07 | 0.00021111 | 0.99573 | 0.97997 | 0.9272 | 0.99631 | 4.9989e-08 | 2.5692e-05 | 1.9906e-05 | 0.84844 | 3.6098e-07 | 0.00018097
714 |  | 0 | 0 | 0 | 1 | 0 | 0 |  | 0 | 0 | 0 | 1 | 0 | 0 | 0.99474 | 0.98241 | 0.99462 | 0.9797 | 0.99761 | 0.99807 | 0.99839 | 0.99859 | 0.9987 | 0.99878 | 5.2995e-08 | 2.9502e-05 | 1.6603e-05 | 0.98976 | 3.3856e-07 | 0.00015565 | 0.99573 | 0.9797 | 0.9276 | 0.99633 | 4.5389e-08 | 2.528e-05 | 1.4231e-05 | 0.84853 | 2.9028e-07 | 0.00013347
715 |  | 0 | 0 | 0 | 1 | 0 | 0 |  | 0 | 0 | 0 | 1 | 0 | 0 | 0.99474 | 0.98198 | 0.99462 | 0.98002 | 0.99761 | 0.99807 | 0.99839 | 0.99859 | 0.9987 | 0.99878 | 5.1975e-08 | 2.7917e-05 | 1.265e-05 | 0.98986 | 4.1882e-07 | 0.0001511 | 0.99573 | 0.98002 | 0.928 | 0.99636 | 4.4546e-08 | 2.3938e-05 | 1.085e-05 | 0.84921 | 3.5935e-07 | 0.00012965
716 |  | 0 | 0 | 0 | 1 | 0 | 0 |  | 0 | 0 | 0 | 1 | 0 | 0 | 0.99463 | 0.98284 | 0.9945 | 0.97949 | 0.99755 | 0.99802 | 0.99835 | 0.99856 | 0.99868 | 0.99875 | 5.9061e-08 | 2.6759e-05 | 1.0021e-05 | 0.9904 | 3.1882e-07 | 0.00014497 | 0.99563 | 0.97949 | 0.9284 | 0.99639 | 5.0612e-08 | 2.2942e-05 | 8.594e-06 | 0.84957 | 2.7351e-07 | 0.00012438
717 |  | 0 | 0 | 0 | 1 | 0 | 0 |  | 0 | 0 | 0 | 1 | 0 | 0 | 0.99451 | 0.9821 | 0.99438 | 0.98018 | 0.9975 | 0.99798 | 0.99832 | 0.99852 | 0.99865 | 0.99872 | 9.2743e-08 | 2.5629e-05 | 8.3952e-06 | 0.99133 | 2.6038e-07 | 0.00016098 | 0.99554 | 0.98018 | 0.9288 | 0.99641 | 7.9533e-08 | 2.1989e-05 | 7.2053e-06 | 0.851 | 2.2355e-07 | 0.00013822
718 |  | 0 | 0 | 0 | 1 | 0 | 0 |  | 0 | 0 | 0 | 1 | 0 | 0 | 0.99439 | 0.98273 | 0.99426 | 0.97965 | 0.99745 | 0.99794 | 0.99828 | 0.99849 | 0.99862 | 0.99869 | 2.4503e-07 | 2.3672e-05 | 7.4782e-06 | 0.99228 | 2.0618e-07 | 0.00012396 | 0.99545 | 0.97965 | 0.9292 | 0.99644 | 2.1005e-07 | 2.0303e-05 | 6.4161e-06 | 0.85152 | 1.7696e-07 | 0.0001064
719 |  | 0 | 0 | 0 | 1 | 0 | 0 |  | 0 | 0 | 0 | 1 | 0 | 0 | 0.99428 | 0.98241 | 0.99414 | 0.98015 | 0.9974 | 0.99789 | 0.99825 | 0.99846 | 0.99859 | 0.99867 | 1.8369e-06 | 2.1283e-05 | 7.2096e-06 | 0.99286 | 2.2057e-07 | 0.00010841 | 0.99535 | 0.98015 | 0.9296 | 0.99647 | 1.5758e-06 | 1.8267e-05 | 6.1904e-06 | 0.85268 | 1.8946e-07 | 9.3121e-05
720 |  | 0 | 0 | 0 | 1 | 0 | 0 |  | 0 | 0 | 0 | 1 | 0 | 0 | 0.99416 | 0.98312 | 0.99402 | 0.97971 | 0.99734 | 0.99785 | 0.99821 | 0.99843 | 0.99856 | 0.99864 | 5.0769e-06 | 1.9275e-05 | 8.3515e-06 | 0.99279 | 1.3584e-07 | 0.00010256 | 0.99526 | 0.97971 | 0.93 | 0.99649 | 4.355e-06 | 1.6543e-05 | 7.1702e-06 | 0.85255 | 1.1667e-07 | 8.8089e-05
721 |  | 0 | 0 | 0 | 1 | 0 | 0 |  | 0 | 0 | 0 | 1 | 0 | 0 | 0.99404 | 0.98206 | 0.99391 | 0.98065 | 0.99729 | 0.99781 | 0.99817 | 0.9984 | 0.99853 | 0.99861 | 6.8181e-07 | 1.7151e-05 | 1.7791e-05 | 0.99233 | 7.631e-08 | 9.6774e-05 | 0.99516 | 0.98065 | 0.9302 | 0.99652 | 5.8528e-07 | 1.473e-05 | 1.5285e-05 | 0.85278 | 6.5587e-08 | 8.3182e-05
722 |  | 0 | 0 | 0 | 1 | 0 | 0 |  | 0 | 0 | 0 | 1 | 0 | 0 | 0.99393 | 0.98265 | 0.99379 | 0.97986 | 0.99724 | 0.99777 | 0.99814 | 0.99837 | 0.9985 | 0.99859 | 3.4973e-06 | 1.4167e-05 | 7.5392e-05 | 0.99183 | 2.4065e-08 | 7.5392e-05 | 0.99507 | 0.97986 | 0.9304 | 0.99655 | 2.9987e-06 | 1.2153e-05 | 6.4701e-05 | 0.85138 | 2.066e-08 | 6.4731e-05
723 |  | 0 | 0 | 0 | 1 | 0 | 0 |  | 0 | 0 | 0 | 1 | 0 | 0 | 0.99381 | 0.98255 | 0.99367 | 0.98032 | 0.99718 | 0.99772 | 0.9981 | 0.99834 | 0.99847 | 0.99856 | 1.1324e-05 | 1.0731e-05 | 0.0004766 | 0.99169 | 5.0224e-09 | 6.0814e-05 | 0.99497 | 0.98032 | 0.9306 | 0.99657 | 9.7161e-06 | 9.212e-06 | 0.00040931 | 0.85186 | 4.3148e-09 | 5.2251e-05
724 |  | 0 | 0 | 0 | 1 | 0 | 0 |  | 0 | 0 | 0 | 1 | 0 | 0 | 0.99369 | 0.98259 | 0.99355 | 0.98016 | 0.99713 | 0.99768 | 0.99807 | 0.9983 | 0.99845 | 0.99853 | 3.9758e-06 | 7.6174e-06 | 0.00012594 | 0.99197 | 1.7914e-09 | 5.9476e-05 | 0.99488 | 0.98016 | 0.9308 | 0.9966 | 3.4098e-06 | 6.5366e-06 | 0.00010811 | 0.85176 | 1.5384e-09 | 5.1081e-05
725 |  | 0 | 0 | 0 | 1 | 0 | 0 |  | 0 | 0 | 0 | 1 | 0 | 0 | 0.99358 | 0.98315 | 0.99343 | 0.98055 | 0.99708 | 0.99764 | 0.99803 | 0.99827 | 0.99842 | 0.9985 | 4.0048e-06 | 5.4566e-06 | 0.00022864 | 0.99256 | 9.6722e-10 | 0.00010179 | 0.99478 | 0.98055 | 0.931 | 0.99663 | 3.4389e-06 | 4.6882e-06 | 0.00019652 | 0.85333 | 8.3167e-10 | 8.753e-05
726 |  | 0 | 0 | 0 | 1 | 0 | 0 |  | 0 | 0 | 0 | 1 | 0 | 0 | 0.99358 | 0.98294 | 0.99343 | 0.98059 | 0.99708 | 0.99764 | 0.99803 | 0.99827 | 0.99842 | 0.9985 | 3.2975e-06 | 4.1469e-06 | 0.00027788 | 0.99307 | 6.3144e-10 | 0.00012534 | 0.99478 | 0.98059 | 0.9312 | 0.99665 | 2.8319e-06 | 3.5633e-06 | 0.00023886 | 0.85385 | 5.43e-10 | 0.00010779
727 |  | 0 | 0 | 0 | 1 | 0 | 0 |  | 0 | 0 | 0 | 1 | 0 | 0 | 0.99358 | 0.98283 | 0.99343 | 0.98064 | 0.99708 | 0.99764 | 0.99803 | 0.99827 | 0.99842 | 0.9985 | 7.4369e-06 | 3.3924e-06 | 0.00033067 | 0.99327 | 4.6593e-10 | 0.00013969 | 0.99478 | 0.98064 | 0.9314 | 0.99668 | 6.3882e-06 | 2.9157e-06 | 0.00028431 | 0.85423 | 4.0077e-10 | 0.00012016
728 |  | 0 | 0 | 0 | 1 | 0 | 0 |  | 0 | 0 | 0 | 1 | 0 | 0 | 0.99358 | 0.983 | 0.99343 | 0.98139 | 0.99708 | 0.99764 | 0.99803 | 0.99827 | 0.99842 | 0.9985 | 3.6307e-06 | 3.0535e-06 | 0.00010439 | 0.9931 | 3.9011e-10 | 0.00012126 | 0.99478 | 0.98139 | 0.9316 | 0.99671 | 3.1247e-06 | 2.6295e-06 | 8.993e-05 | 0.85574 | 3.362e-10 | 0.00010452
729 |  | 0 | 0 | 0 | 1 | 0 | 0 |  | 0 | 0 | 0 | 1 | 0 | 0 | 0.99358 | 0.98349 | 0.99343 | 0.98026 | 0.99708 | 0.99764 | 0.99803 | 0.99827 | 0.99842 | 0.9985 | 1.6711e-05 | 2.9591e-06 | 0.00010306 | 0.9928 | 3.5271e-10 | 0.00012466 | 0.99478 | 0.98026 | 0.9318 | 0.99673 | 1.436e-05 | 2.5442e-06 | 8.8644e-05 | 0.85415 | 3.035e-10 | 0.00010728
730 |  | 0 | 0 | 0 | 1 | 0 | 0 |  | 0 | 0 | 0 | 1 | 0 | 0 | 0.99358 | 0.98293 | 0.99343 | 0.9813 | 0.99708 | 0.99764 | 0.99803 | 0.99827 | 0.99842 | 0.9985 | 2.8119e-06 | 3.0925e-06 | 0.00015086 | 0.99258 | 3.4155e-10 | 0.0001583 | 0.99478 | 0.9813 | 0.932 | 0.99676 | 2.4207e-06 | 2.6637e-06 | 0.00013 | 0.8555 | 2.9442e-10 | 0.00013647
731 |  | 0 | 0 | 0 | 1 | 0 | 0 |  | 0 | 0 | 0 | 1 | 0 | 0 | 0.99369 | 0.98321 | 0.99355 | 0.98151 | 0.99713 | 0.99768 | 0.99807 | 0.9983 | 0.99845 | 0.99853 | 1.7794e-05 | 3.5211e-06 | 2.6214e-05 | 0.99254 | 3.5408e-10 | 0.00012926 | 0.99488 | 0.98151 | 0.9323 | 0.99679 | 1.5341e-05 | 3.0372e-06 | 2.262e-05 | 0.85668 | 3.0566e-10 | 0.00011159
732 |  | 0 | 0 | 0 | 1 | 0 | 0 |  | 0 | 0 | 0 | 1 | 0 | 0 | 0.99381 | 0.98349 | 0.99367 | 0.98153 | 0.99718 | 0.99772 | 0.9981 | 0.99834 | 0.99847 | 0.99856 | 4.5465e-06 | 4.2202e-06 | 7.0663e-06 | 0.99252 | 3.8614e-10 | 0.00011792 | 0.99497 | 0.98153 | 0.9326 | 0.99682 | 3.9237e-06 | 3.6441e-06 | 6.1039e-06 | 0.85754 | 3.3368e-10 | 0.00010191
733 |  | 0 | 0 | 0 | 1 | 0 | 0 |  | 0 | 0 | 0 | 1 | 0 | 0 | 0.99393 | 0.98378 | 0.99379 | 0.98149 | 0.99724 | 0.99777 | 0.99814 | 0.99837 | 0.9985 | 0.99859 | 1.5384e-06 | 5.0568e-06 | 1.5525e-06 | 0.99232 | 4.4153e-10 | 0.00011541 | 0.99507 | 0.98149 | 0.9329 | 0.99684 | 1.3289e-06 | 4.3705e-06 | 1.3423e-06 | 0.85817 | 3.8189e-10 | 9.9829e-05
734 |  | 0 | 0 | 0 | 1 | 0 | 0 |  | 0 | 0 | 0 | 1 | 0 | 0 | 0.99404 | 0.98294 | 0.99391 | 0.98182 | 0.99729 | 0.99781 | 0.99817 | 0.9984 | 0.99853 | 0.99861 | 1.5307e-06 | 5.7148e-06 | 9.2326e-07 | 0.99178 | 5.32e-10 | 0.00016025 | 0.99516 | 0.98182 | 0.9332 | 0.99687 | 1.323e-06 | 4.942e-06 | 7.987e-07 | 0.85816 | 4.6039e-10 | 0.00013869
735 |  | 0 | 0 | 0 | 1 | 0 | 0 |  | 0 | 0 | 0 | 1 | 0 | 0 | 0.99416 | 0.98353 | 0.99402 | 0.98183 | 0.99734 | 0.99785 | 0.99821 | 0.99843 | 0.99856 | 0.99864 | 5.9697e-06 | 6.0474e-06 | 6.5467e-07 | 0.991 | 6.6583e-10 | 0.000285 | 0.99526 | 0.98183 | 0.9335 | 0.9969 | 5.1667e-06 | 5.2366e-06 | 5.671e-07 | 0.85863 | 5.7697e-10 | 0.00024699
736 |  | 0 | 0 | 0 | 1 | 0 | 0 |  | 0 | 0 | 0 | 1 | 0 | 0 | 0.99416 | 0.984 | 0.99402 | 0.98186 | 0.99734 | 0.99785 | 0.99821 | 0.99843 | 0.99856 | 0.99864 | 1.5096e-06 | 6.0867e-06 | 5.2512e-07 | 0.99021 | 8.6451e-10 | 0.00010595 | 0.99526 | 0.98186 | 0.9338 | 0.99692 | 1.3077e-06 | 5.2753e-06 | 4.5528e-07 | 0.85871 | 7.498e-10 | 9.1896e-05
737 |  | 0 | 0 | 0 | 1 | 0 | 0 |  | 0 | 0 | 0 | 1 | 0 | 0 | 0.99416 | 0.98327 | 0.99402 | 0.98185 | 0.99734 | 0.99785 | 0.99821 | 0.99843 | 0.99856 | 0.99864 | 1.0976e-06 | 6.0613e-06 | 4.687e-07 | 0.9897 | 1.1822e-09 | 0.00015563 | 0.99526 | 0.98185 | 0.9341 | 0.99695 | 9.5042e-07 | 5.2511e-06 | 4.0619e-07 | 0.8579 | 1.0249e-09 | 0.00013493
738 |  | 0 | 0 | 0 | 1 | 0 | 0 |  | 0 | 0 | 0 | 1 | 0 | 0 | 0.99416 | 0.98313 | 0.99402 | 0.98196 | 0.99734 | 0.99785 | 0.99821 | 0.99843 | 0.99856 | 0.99864 | 1.383e-06 | 5.9976e-06 | 4.4872e-07 | 0.98954 | 1.667e-09 | 9.3027e-05 | 0.99526 | 0.98196 | 0.9344 | 0.99698 | 1.198e-06 | 5.1982e-06 | 3.8904e-07 | 0.85813 | 1.4458e-09 | 8.0691e-05
739 |  | 0 | 0 | 0 | 1 | 0 | 0 |  | 0 | 0 | 0 | 1 | 0 | 0 | 0.99416 | 0.98363 | 0.99402 | 0.9818 | 0.99734 | 0.99785 | 0.99821 | 0.99843 | 0.99856 | 0.99864 | 7.2613e-07 | 5.7937e-06 | 4.5751e-07 | 0.98968 | 2.4177e-09 | 0.00013362 | 0.99526 | 0.9818 | 0.9347 | 0.99701 | 6.2935e-07 | 5.024e-06 | 3.9687e-07 | 0.8587 | 2.098e-09 | 0.00011596
740 |  | 0 | 0 | 0 | 1 | 0 | 0 |  | 0 | 0 | 0 | 1 | 0 | 0 | 0.99416 | 0.98401 | 0.99402 | 0.98189 | 0.99734 | 0.99785 | 0.99821 | 0.99843 | 0.99856 | 0.99864 | 1.5627e-06 | 5.4494e-06 | 4.9985e-07 | 0.98995 | 3.73e-09 | 6.3426e-05 | 0.99526 | 0.98189 | 0.935 | 0.99703 | 1.3556e-06 | 4.7299e-06 | 4.3401e-07 | 0.85974 | 3.2398e-09 | 5.5095e-05
741 |  | 0 | 0 | 0 | 1 | 0 | 0 |  | 0 | 0 | 0 | 1 | 0 | 0 | 0.99416 | 0.98326 | 0.99402 | 0.98251 | 0.99734 | 0.99785 | 0.99821 | 0.99843 | 0.99856 | 0.99864 | 1.3846e-06 | 5.0996e-06 | 5.7743e-07 | 0.9902 | 5.8836e-09 | 6.5777e-05 | 0.99526 | 0.98251 | 0.9351 | 0.99706 | 1.202e-06 | 4.429e-06 | 5.0169e-07 | 0.8605 | 5.1136e-09 | 5.7173e-05
742 |  | 0 | 0 | 0 | 1 | 0 | 0 |  | 0 | 0 | 0 | 1 | 0 | 0 | 0.99416 | 0.98397 | 0.99402 | 0.98215 | 0.99734 | 0.99785 | 0.99821 | 0.99843 | 0.99856 | 0.99864 | 5.8537e-07 | 4.7423e-06 | 7.0402e-07 | 0.99042 | 9.3556e-09 | 0.00011327 | 0.99526 | 0.98215 | 0.9352 | 0.99709 | 5.0821e-07 | 4.1193e-06 | 6.1175e-07 | 0.8608 | 8.1323e-09 | 9.8467e-05
743 |  | 0 | 0 | 0 | 1 | 0 | 0 |  | 0 | 0 | 0 | 1 | 0 | 0 | 0.99416 | 0.98389 | 0.99402 | 0.98242 | 0.99734 | 0.99785 | 0.99821 | 0.99843 | 0.99856 | 0.99864 | 1.1331e-06 | 4.2336e-06 | 9.2279e-07 | 0.9907 | 1.5026e-08 | 2.5464e-05 | 0.99526 | 0.98242 | 0.9353 | 0.99711 | 9.8435e-07 | 3.6796e-06 | 8.0233e-07 | 0.86156 | 1.3069e-08 | 2.2149e-05
744 |  | 0 | 0 | 0 | 1 | 0 | 0 |  | 0 | 0 | 0 | 1 | 0 | 0 | 0.99416 | 0.98403 | 0.99402 | 0.98213 | 0.99734 | 0.99785 | 0.99821 | 0.99843 | 0.99856 | 0.99864 | 8.1569e-07 | 3.5762e-06 | 1.3038e-06 | 0.99111 | 2.2927e-08 | 1.8097e-05 | 0.99526 | 0.98213 | 0.9354 | 0.99714 | 7.0836e-07 | 3.1072e-06 | 1.1333e-06 | 0.86164 | 1.9935e-08 | 1.5737e-05
745 |  | 0 | 0 | 0 | 1 | 0 | 0 |  | 0 | 0 | 0 | 1 | 0 | 0 | 0.99416 | 0.98341 | 0.99402 | 0.98302 | 0.99734 | 0.99785 | 0.99821 | 0.99843 | 0.99856 | 0.99864 | 1.0003e-06 | 2.8919e-06 | 2.0008e-06 | 0.99164 | 3.1727e-08 | 1.7866e-06 | 0.99526 | 0.98302 | 0.9355 | 0.99717 | 8.698e-07 | 2.516e-06 | 1.7414e-06 | 0.86324 | 2.7622e-08 | 1.5556e-06
746 |  | 0 | 0 | 0 | 1 | 0 | 0 |  | 0 | 0 | 0 | 1 | 0 | 0 | 0.99416 | 0.98439 | 0.99402 | 0.98228 | 0.99734 | 0.99785 | 0.99821 | 0.99843 | 0.99856 | 0.99864 | 4.4229e-07 | 2.3145e-06 | 3.5929e-06 | 0.99218 | 4.0477e-08 | 5.3873e-07 | 0.99526 | 0.98228 | 0.9356 | 0.9972 | 3.8446e-07 | 2.0129e-06 | 3.1259e-06 | 0.86339 | 3.5227e-08 | 4.689e-07
747 |  | 0 | 0 | 0 | 1 | 0 | 0 |  | 0 | 0 | 0 | 1 | 0 | 0 | 0.99416 | 0.98386 | 0.99402 | 0.98241 | 0.99734 | 0.99785 | 0.99821 | 0.99843 | 0.99856 | 0.99864 | 6.1783e-07 | 1.9277e-06 | 1.2535e-05 | 0.99259 | 5.1985e-08 | 2.5759e-07 | 0.99526 | 0.98241 | 0.9357 | 0.99722 | 5.3697e-07 | 1.6762e-06 | 1.0904e-05 | 0.86362 | 4.5237e-08 | 2.2417e-07
748 |  | 0 | 0 | 0 | 1 | 0 | 0 |  | 0 | 0 | 0 | 1 | 0 | 0 | 0.99416 | 0.98384 | 0.99402 | 0.98268 | 0.99734 | 0.99785 | 0.99821 | 0.99843 | 0.99856 | 0.99864 | 2.8771e-07 | 1.6921e-06 | 4.7414e-05 | 0.99286 | 7.0195e-08 | 1.3896e-07 | 0.99526 | 0.98268 | 0.9358 | 0.99725 | 2.5022e-07 | 1.4724e-06 | 4.1272e-05 | 0.86443 | 6.1123e-08 | 1.2101e-07
749 |  | 0 | 0 | 0 | 1 | 0 | 0 |  | 0 | 0 | 0 | 1 | 0 | 0 | 0.99416 | 0.98383 | 0.99402 | 0.98293 | 0.99734 | 0.99785 | 0.99821 | 0.99843 | 0.99856 | 0.99864 | 2.2343e-07 | 1.5702e-06 | 6.3409e-05 | 0.99308 | 9.8776e-08 | 8.1586e-08 | 0.99526 | 0.98293 | 0.9359 | 0.99728 | 1.9444e-07 | 1.3672e-06 | 5.523e-05 | 0.86517 | 8.6064e-08 | 7.1093e-08
750 |  | 0 | 0 | 0 | 1 | 0 | 0 |  | 0 | 0 | 0 | 1 | 0 | 0 | 0.99416 | 0.98378 | 0.99402 | 0.98234 | 0.99734 | 0.99785 | 0.99821 | 0.99843 | 0.99856 | 0.99864 | 1.081e-07 | 1.542e-06 | 0.00090916 | 0.99342 | 1.3766e-07 | 5.2736e-08 | 0.99526 | 0.98234 | 0.936 | 0.99731 | 9.3967e-08 | 1.3411e-06 | 0.000791 | 0.8645 | 1.1981e-07 | 4.5902e-08
751 |  | 0 | 0 | 0 | 1 | 0 | 0 |  | 0 | 0 | 0 | 1 | 0 | 0 | 0.99416 | 0.98414 | 0.99402 | 0.98344 | 0.99734 | 0.99785 | 0.99821 | 0.99843 | 0.99856 | 0.99864 | 1.0815e-07 | 1.5813e-06 | 0.00016447 | 0.99394 | 1.7087e-07 | 3.6027e-08 | 0.99526 | 0.98344 | 0.9363 | 0.99733 | 9.4294e-08 | 1.3793e-06 | 0.00014352 | 0.8675 | 1.4915e-07 | 3.145e-08
752 |  | 0 | 0 | 0 | 1 | 0 | 0 |  | 0 | 0 | 0 | 1 | 0 | 0 | 0.99416 | 0.98403 | 0.99402 | 0.98277 | 0.99734 | 0.99785 | 0.99821 | 0.99843 | 0.99856 | 0.99864 | 8.623e-08 | 1.6739e-06 | 0.00022175 | 0.99457 | 1.8197e-07 | 2.5539e-08 | 0.99526 | 0.98277 | 0.9366 | 0.99736 | 7.5096e-08 | 1.4585e-06 | 0.00019329 | 0.8671 | 1.5867e-07 | 2.227e-08
753 |  | 0 | 0 | 0 | 1 | 0 | 0 |  | 0 | 0 | 0 | 1 | 0 | 0 | 0.99416 | 0.9843 | 0.99402 | 0.98249 | 0.99734 | 0.99785 | 0.99821 | 0.99843 | 0.99856 | 0.99864 | 1.307e-07 | 1.8088e-06 | 0.0001517 | 0.99513 | 1.7476e-07 | 1.8721e-08 | 0.99526 | 0.98249 | 0.9369 | 0.99739 | 1.1383e-07 | 1.5761e-06 | 0.00013223 | 0.86762 | 1.5238e-07 | 1.6326e-08
754 |  | 0 | 0 | 0 | 1 | 0 | 0 |  | 0 | 0 | 0 | 1 | 0 | 0 | 0.99416 | 0.98369 | 0.99402 | 0.98259 | 0.99734 | 0.99785 | 0.99821 | 0.99843 | 0.99856 | 0.99864 | 6.3596e-08 | 1.9705e-06 | 0.00021403 | 0.99534 | 1.6488e-07 | 1.4379e-08 | 0.99526 | 0.98259 | 0.9372 | 0.99742 | 5.5383e-08 | 1.7169e-06 | 0.00018655 | 0.86774 | 1.4376e-07 | 1.2538e-08
755 |  | 0 | 0 | 0 | 1 | 0 | 0 |  | 0 | 0 | 0 | 1 | 0 | 0 | 0.99416 | 0.9833 | 0.99402 | 0.9834 | 0.99734 | 0.99785 | 0.99821 | 0.99843 | 0.99856 | 0.99864 | 4.9627e-08 | 2.1316e-06 | 0.00034983 | 0.99517 | 1.567e-07 | 1.1316e-08 | 0.99526 | 0.9834 | 0.9375 | 0.99744 | 4.3287e-08 | 1.8602e-06 | 0.00030541 | 0.86898 | 1.3685e-07 | 9.8833e-09
756 |  | 0 | 0 | 0 | 1 | 0 | 0 |  | 0 | 0 | 0 | 1 | 0 | 0 | 0.99428 | 0.98432 | 0.99414 | 0.98243 | 0.9974 | 0.99789 | 0.99825 | 0.99846 | 0.99859 | 0.99867 | 2.2305e-08 | 2.2765e-06 | 0.00010462 | 0.99471 | 1.5079e-07 | 9.1123e-09 | 0.99535 | 0.98243 | 0.9378 | 0.99747 | 1.9451e-08 | 1.9863e-06 | 9.1311e-05 | 0.86838 | 1.3166e-07 | 7.9566e-09
757 |  | 0 | 0 | 0 | 1 | 0 | 0 |  | 0 | 0 | 0 | 1 | 0 | 0 | 0.99439 | 0.98418 | 0.99426 | 0.98268 | 0.99745 | 0.99794 | 0.99828 | 0.99849 | 0.99862 | 0.99869 | 6.8761e-09 | 2.3983e-06 | 0.00048569 | 0.9942 | 1.4545e-07 | 7.5081e-09 | 0.99545 | 0.98268 | 0.9381 | 0.9975 | 6.003e-09 | 2.0948e-06 | 0.00042437 | 0.86886 | 1.2713e-07 | 6.5629e-09
758 |  | 0 | 0 | 0 | 1 | 0 | 0 |  | 0 | 0 | 0 | 1 | 0 | 0 | 0.99451 | 0.98406 | 0.99438 | 0.98354 | 0.9975 | 0.99798 | 0.99832 | 0.99852 | 0.99865 | 0.99872 | 3.5477e-09 | 2.4943e-06 | 0.00018921 | 0.99391 | 1.3601e-07 | 6.3585e-09 | 0.99554 | 0.98354 | 0.9384 | 0.99752 | 3.1046e-09 | 2.1838e-06 | 0.00016572 | 0.87066 | 1.1916e-07 | 5.5711e-09
759 |  | 0 | 0 | 0 | 1 | 0 | 0 |  | 0 | 0 | 0 | 1 | 0 | 0 | 0.99463 | 0.98421 | 0.9945 | 0.98284 | 0.99755 | 0.99802 | 0.99835 | 0.99856 | 0.99868 | 0.99875 | 2.48e-09 | 2.5686e-06 | 0.00020058 | 0.99392 | 1.2601e-07 | 5.4846e-09 | 0.99563 | 0.98284 | 0.9387 | 0.99755 | 2.1691e-09 | 2.2476e-06 | 0.00017557 | 0.87018 | 1.1034e-07 | 4.8028e-09
760 |  | 0 | 0 | 0 | 1 | 0 | 0 |  | 0 | 0 | 0 | 1 | 0 | 0 | 0.99474 | 0.98442 | 0.99462 | 0.98337 | 0.99761 | 0.99807 | 0.99839 | 0.99859 | 0.9987 | 0.99878 | 2.0546e-09 | 2.6213e-06 | 0.00016123 | 0.99412 | 1.1796e-07 | 4.8159e-09 | 0.99573 | 0.98337 | 0.939 | 0.99758 | 1.8006e-09 | 2.2983e-06 | 0.00014141 | 0.8721 | 1.0349e-07 | 4.2256e-09
761 |  | 0 | 0 | 0 | 1 | 0 | 0 |  | 0 | 0 | 0 | 1 | 0 | 0 | 0.99474 | 0.98485 | 0.99462 | 0.98296 | 0.99761 | 0.99807 | 0.99839 | 0.99859 | 0.9987 | 0.99878 | 1.8944e-09 | 2.6535e-06 | 0.0002534 | 0.99432 | 1.1145e-07 | 4.3031e-09 | 0.99573 | 0.98296 | 0.939 | 0.99761 | 1.6596e-09 | 2.3257e-06 | 0.00022217 | 0.87194 | 9.7748e-08 | 3.7742e-09
762 |  | 0 | 0 | 0 | 1 | 0 | 0 |  | 0 | 0 | 0 | 1 | 0 | 0 | 0.99474 | 0.98365 | 0.99462 | 0.98438 | 0.99761 | 0.99807 | 0.99839 | 0.99859 | 0.9987 | 0.99878 | 1.8755e-09 | 2.667e-06 | 4.689e-05 | 0.99429 | 1.0429e-07 | 3.9253e-09 | 0.99573 | 0.98438 | 0.939 | 0.99763 | 1.6458e-09 | 2.3415e-06 | 4.118e-05 | 0.8734 | 9.1623e-08 | 3.4486e-09
763 |  | 0 | 0 | 0 | 1 | 0 | 0 |  | 0 | 0 | 0 | 1 | 0 | 0 | 0.99474 | 0.98484 | 0.99462 | 0.98266 | 0.99761 | 0.99807 | 0.99839 | 0.99859 | 0.9987 | 0.99878 | 1.9243e-09 | 2.6687e-06 | 3.3143e-05 | 0.99403 | 9.4619e-08 | 3.6373e-09 | 0.99573 | 0.98266 | 0.939 | 0.99766 | 1.6849e-09 | 2.3377e-06 | 2.9042e-05 | 0.87119 | 8.2936e-08 | 3.1884e-09
764 |  | 0 | 0 | 0 | 1 | 0 | 0 |  | 0 | 0 | 0 | 1 | 0 | 0 | 0.99474 | 0.98448 | 0.99462 | 0.98387 | 0.99761 | 0.99807 | 0.99839 | 0.99859 | 0.9987 | 0.99878 | 2.0151e-09 | 2.6616e-06 | 2.8201e-05 | 0.99369 | 8.3636e-08 | 3.4231e-09 | 0.99573 | 0.98387 | 0.939 | 0.99769 | 1.7681e-09 | 2.3364e-06 | 2.4764e-05 | 0.87275 | 7.3465e-08 | 3.007e-09
765 |  | 0 | 0 | 0 | 1 | 0 | 0 |  | 0 | 0 | 0 | 1 | 0 | 0 | 0.99474 | 0.98463 | 0.99462 | 0.98342 | 0.99761 | 0.99807 | 0.99839 | 0.99859 | 0.9987 | 0.99878 | 2.1331e-09 | 2.6495e-06 | 2.5145e-05 | 0.99349 | 7.2735e-08 | 3.271e-09 | 0.99573 | 0.98342 | 0.939 | 0.99772 | 1.8703e-09 | 2.3241e-06 | 2.2064e-05 | 0.87194 | 6.3843e-08 | 2.8713e-09
766 |  | 0 | 0 | 0 | 1 | 0 | 0 |  | 0 | 0 | 0 | 1 | 0 | 0 | 0.99474 | 0.98411 | 0.99462 | 0.98352 | 0.99761 | 0.99807 | 0.99839 | 0.99859 | 0.9987 | 0.99878 | 2.2743e-09 | 2.6409e-06 | 2.2711e-05 | 0.99364 | 6.3328e-08 | 3.1781e-09 | 0.99573 | 0.98352 | 0.939 | 0.99774 | 1.9935e-09 | 2.3159e-06 | 1.9923e-05 | 0.87182 | 5.557e-08 | 2.789e-09
767 |  | 0 | 0 | 0 | 1 | 0 | 0 |  | 0 | 0 | 0 | 1 | 0 | 0 | 0.99474 | 0.9845 | 0.99462 | 0.9835 | 0.99761 | 0.99807 | 0.99839 | 0.99859 | 0.9987 | 0.99878 | 2.4409e-09 | 2.6462e-06 | 2.0297e-05 | 0.99412 | 5.5885e-08 | 3.136e-09 | 0.99573 | 0.9835 | 0.939 | 0.99777 | 2.1403e-09 | 2.3214e-06 | 1.7812e-05 | 0.87255 | 4.9057e-08 | 2.753e-09
768 |  | 0 | 0 | 0 | 1 | 0 | 0 |  | 0 | 0 | 0 | 1 | 0 | 0 | 0.99474 | 0.98401 | 0.99462 | 0.98422 | 0.99761 | 0.99807 | 0.99839 | 0.99859 | 0.9987 | 0.99878 | 2.6422e-09 | 2.6722e-06 | 1.7745e-05 | 0.99471 | 5.0029e-08 | 3.1398e-09 | 0.99573 | 0.98422 | 0.939 | 0.9978 | 2.3191e-09 | 2.3465e-06 | 1.5587e-05 | 0.87393 | 4.3959e-08 | 2.7591e-09
769 |  | 0 | 0 | 0 | 1 | 0 | 0 |  | 0 | 0 | 0 | 1 | 0 | 0 | 0.99474 | 0.98508 | 0.99462 | 0.98352 | 0.99761 | 0.99807 | 0.99839 | 0.99859 | 0.9987 | 0.99878 | 2.8956e-09 | 2.7189e-06 | 1.5203e-05 | 0.99514 | 4.5481e-08 | 3.1896e-09 | 0.99573 | 0.98352 | 0.939 | 0.99782 | 2.5407e-09 | 2.3868e-06 | 1.335e-05 | 0.87405 | 3.9951e-08 | 2.802e-09
770 |  | 0 | 0 | 0 | 1 | 0 | 0 |  | 0 | 0 | 0 | 1 | 0 | 0 | 0.99474 | 0.98428 | 0.99462 | 0.98376 | 0.99761 | 0.99807 | 0.99839 | 0.99859 | 0.9987 | 0.99878 | 3.2294e-09 | 2.7787e-06 | 1.2946e-05 | 0.99525 | 4.2129e-08 | 3.2877e-09 | 0.99573 | 0.98376 | 0.939 | 0.99785 | 2.8328e-09 | 2.4386e-06 | 1.1365e-05 | 0.87388 | 3.6996e-08 | 2.8873e-09
771 |  | 0 | 0 | 0 | 1 | 0 | 0 |  | 0 | 0 | 0 | 1 | 0 | 0 | 0.99486 | 0.98467 | 0.99474 | 0.98361 | 0.99766 | 0.99811 | 0.99843 | 0.99862 | 0.99873 | 0.9988 | 3.7166e-09 | 2.8361e-06 | 1.1249e-05 | 0.99498 | 3.9975e-08 | 3.4465e-09 | 0.99582 | 0.98361 | 0.9389 | 0.99788 | 3.2616e-09 | 2.49e-06 | 9.879e-06 | 0.87399 | 3.5118e-08 | 3.0279e-09
772 |  | 0 | 0 | 0 | 1 | 0 | 0 |  | 0 | 0 | 0 | 1 | 0 | 0 | 0.99498 | 0.98441 | 0.99486 | 0.98385 | 0.99771 | 0.99815 | 0.99846 | 0.99865 | 0.99876 | 0.99883 | 4.4357e-09 | 2.8769e-06 | 1.0048e-05 | 0.99458 | 3.8598e-08 | 3.6667e-09 | 0.99592 | 0.98385 | 0.9388 | 0.99791 | 3.8945e-09 | 2.5271e-06 | 8.8291e-06 | 0.87407 | 3.3925e-08 | 3.223e-09
773 |  | 0 | 0 | 0 | 1 | 0 | 0 |  | 0 | 0 | 0 | 1 | 0 | 0 | 0.99509 | 0.9837 | 0.99498 | 0.9836 | 0.99777 | 0.99819 | 0.9985 | 0.99868 | 0.99879 | 0.99886 | 5.5511e-09 | 2.8942e-06 | 9.2536e-06 | 0.99431 | 3.7716e-08 | 3.9597e-09 | 0.99601 | 0.9836 | 0.9387 | 0.99793 | 4.8694e-09 | 2.5399e-06 | 8.1232e-06 | 0.873 | 3.3118e-08 | 3.4772e-09
774 |  | 0 | 0 | 0 | 1 | 0 | 0 |  | 0 | 0 | 0 | 1 | 0 | 0 | 0.99521 | 0.98479 | 0.9951 | 0.98367 | 0.99782 | 0.99824 | 0.99853 | 0.99871 | 0.99882 | 0.99888 | 7.3829e-09 | 2.8871e-06 | 8.7723e-06 | 0.99434 | 3.7292e-08 | 4.3411e-09 | 0.99611 | 0.98367 | 0.9386 | 0.99796 | 6.4864e-09 | 2.5376e-06 | 7.7126e-06 | 0.87438 | 3.2796e-08 | 3.818e-09
775 |  | 0 | 0 | 0 | 1 | 0 | 0 |  | 0 | 0 | 0 | 1 | 0 | 0 | 0.99533 | 0.98431 | 0.99522 | 0.98403 | 0.99787 | 0.99828 | 0.99857 | 0.99874 | 0.99885 | 0.99891 | 1.0622e-08 | 2.8572e-06 | 8.5465e-06 | 0.99472 | 3.7557e-08 | 4.8332e-09 | 0.9962 | 0.98403 | 0.9385 | 0.99799 | 9.3371e-09 | 2.5126e-06 | 7.518e-06 | 0.87517 | 3.3046e-08 | 4.2531e-09
776 |  | 0 | 0 | 0 | 1 | 0 | 0 |  | 0 | 0 | 0 | 1 | 0 | 0 | 0.99533 | 0.98409 | 0.99522 | 0.98318 | 0.99787 | 0.99828 | 0.99857 | 0.99874 | 0.99885 | 0.99891 | 1.7848e-08 | 2.8045e-06 | 8.6064e-06 | 0.99532 | 3.8972e-08 | 5.4896e-09 | 0.9962 | 0.98318 | 0.9384 | 0.99801 | 1.5658e-08 | 2.4613e-06 | 7.5553e-06 | 0.87392 | 3.4222e-08 | 4.8209e-09
777 |  | 0 | 0 | 0 | 1 | 0 | 0 |  | 0 | 0 | 0 | 1 | 0 | 0 | 0.99533 | 0.98437 | 0.99522 | 0.98473 | 0.99787 | 0.99828 | 0.99857 | 0.99874 | 0.99885 | 0.99891 | 3.5867e-08 | 2.7347e-06 | 9.0159e-06 | 0.9959 | 4.1753e-08 | 6.3409e-09 | 0.9962 | 0.98473 | 0.9383 | 0.99804 | 3.1571e-08 | 2.4081e-06 | 7.9416e-06 | 0.87738 | 3.6788e-08 | 5.5873e-09
778 |  | 0 | 0 | 0 | 1 | 0 | 0 |  | 0 | 0 | 0 | 1 | 0 | 0 | 0.99533 | 0.98508 | 0.99522 | 0.98343 | 0.99787 | 0.99828 | 0.99857 | 0.99874 | 0.99885 | 0.99891 | 9.6282e-08 | 2.6513e-06 | 1.0052e-05 | 0.99632 | 4.6273e-08 | 7.4523e-09 | 0.9962 | 0.98343 | 0.9382 | 0.99807 | 8.4579e-08 | 2.33e-06 | 8.8367e-06 | 0.87598 | 4.0688e-08 | 6.5533e-09
779 |  | 0 | 0 | 0 | 1 | 0 | 0 |  | 0 | 0 | 0 | 1 | 0 | 0 | 0.99533 | 0.98446 | 0.99522 | 0.98401 | 0.99787 | 0.99828 | 0.99857 | 0.99874 | 0.99885 | 0.99891 | 4.84e-07 | 2.5587e-06 | 1.255e-05 | 0.99656 | 5.2928e-08 | 8.917e-09 | 0.9962 | 0.98401 | 0.9381 | 0.9981 | 4.2537e-07 | 2.2497e-06 | 1.1038e-05 | 0.87661 | 4.6562e-08 | 7.845e-09
780 |  | 0 | 0 | 0 | 1 | 0 | 0 |  | 0 | 0 | 0 | 1 | 0 | 0 | 0.99533 | 0.9845 | 0.99522 | 0.98373 | 0.99787 | 0.99828 | 0.99857 | 0.99874 | 0.99885 | 0.99891 | 0.00072308 | 2.4617e-06 | 1.9938e-05 | 0.99669 | 6.2133e-08 | 1.0871e-08 | 0.9962 | 0.98373 | 0.938 | 0.99812 | 0.00063512 | 2.1631e-06 | 1.7525e-05 | 0.87621 | 5.4628e-08 | 9.5582e-09
781 |  | 0 | 0 | 0 | 1 | 0 | 0 |  | 0 | 0 | 0 | 1 | 0 | 0 | 0.99533 | 0.98498 | 0.99522 | 0.9841 | 0.99787 | 0.99828 | 0.99857 | 0.99874 | 0.99885 | 0.99891 | 1.0604e-06 | 2.3674e-06 | 8.1789e-05 | 0.99684 | 7.4956e-08 | 1.3593e-08 | 0.9962 | 0.9841 | 0.9384 | 0.99815 | 9.3299e-07 | 2.0838e-06 | 7.201e-05 | 0.87781 | 6.6013e-08 | 1.1972e-08
782 |  | 0 | 0 | 0 | 1 | 0 | 0 |  | 0 | 0 | 0 | 1 | 0 | 0 | 0.99533 | 0.98558 | 0.99522 | 0.98398 | 0.99787 | 0.99828 | 0.99857 | 0.99874 | 0.99885 | 0.99891 | 5.2477e-07 | 2.2868e-06 | 0.00023149 | 0.99703 | 9.3044e-08 | 1.7445e-08 | 0.9962 | 0.98398 | 0.9388 | 0.99818 | 4.6209e-07 | 2.0145e-06 | 0.00020399 | 0.87871 | 8.2011e-08 | 1.5378e-08
783 |  | 0 | 0 | 0 | 1 | 0 | 0 |  | 0 | 0 | 0 | 1 | 0 | 0 | 0.99533 | 0.98488 | 0.99522 | 0.98443 | 0.99787 | 0.99828 | 0.99857 | 0.99874 | 0.99885 | 0.99891 | 2.467e-06 | 2.2329e-06 | 6.9903e-05 | 0.99717 | 1.1828e-07 | 2.2934e-08 | 0.9962 | 0.98443 | 0.9392 | 0.9982 | 2.1737e-06 | 1.9683e-06 | 6.1637e-05 | 0.8794 | 1.0432e-07 | 2.0229e-08
784 |  | 0 | 0 | 0 | 1 | 0 | 0 |  | 0 | 0 | 0 | 1 | 0 | 0 | 0.99533 | 0.98507 | 0.99522 | 0.98421 | 0.99787 | 0.99828 | 0.99857 | 0.99874 | 0.99885 | 0.99891 | 2.0954e-06 | 2.2218e-06 | 8.1022e-05 | 0.99712 | 1.5187e-07 | 3.0932e-08 | 0.9962 | 0.98421 | 0.9396 | 0.99823 | 1.8466e-06 | 1.9589e-06 | 7.1455e-05 | 0.87953 | 1.3397e-07 | 2.7289e-08
785 |  | 0 | 0 | 0 | 1 | 0 | 0 |  | 0 | 0 | 0 | 1 | 0 | 0 | 0.99533 | 0.9854 | 0.99522 | 0.98414 | 0.99787 | 0.99828 | 0.99857 | 0.99874 | 0.99885 | 0.99891 | 5.9587e-07 | 2.2723e-06 | 7.3787e-05 | 0.99675 | 1.9302e-07 | 4.2857e-08 | 0.9962 | 0.98414 | 0.94 | 0.99826 | 5.2548e-07 | 2.0047e-06 | 6.5116e-05 | 0.87977 | 1.7039e-07 | 3.7834e-08
786 |  | 0 | 0 | 0 | 1 | 0 | 0 |  | 0 | 0 | 0 | 1 | 0 | 0 | 0.99533 | 0.98485 | 0.99522 | 0.98422 | 0.99787 | 0.99828 | 0.99857 | 0.99874 | 0.99885 | 0.99891 | 1.6193e-05 | 2.4099e-06 | 0.00015243 | 0.99607 | 2.4158e-07 | 6.1168e-08 | 0.9962 | 0.98422 | 0.9404 | 0.99828 | 1.428e-05 | 2.1262e-06 | 0.00013453 | 0.87921 | 2.1326e-07 | 5.4001e-08
787 |  | 0 | 0 | 0 | 1 | 0 | 0 |  | 0 | 0 | 0 | 1 | 0 | 0 | 0.99533 | 0.98532 | 0.99522 | 0.9848 | 0.99787 | 0.99828 | 0.99857 | 0.99874 | 0.99885 | 0.99891 | 1.5795e-06 | 2.6862e-06 | 6.3614e-05 | 0.99524 | 3.0408e-07 | 9.158e-08 | 0.9962 | 0.9848 | 0.9408 | 0.99831 | 1.3959e-06 | 2.375e-06 | 5.626e-05 | 0.88034 | 2.69e-07 | 8.1021e-08
788 |  | 0 | 0 | 0 | 1 | 0 | 0 |  | 0 | 0 | 0 | 1 | 0 | 0 | 0.99533 | 0.98483 | 0.99522 | 0.98419 | 0.99787 | 0.99828 | 0.99857 | 0.99874 | 0.99885 | 0.99891 | 2.7926e-06 | 3.1687e-06 | 0.00010491 | 0.99455 | 3.9427e-07 | 1.4387e-07 | 0.9962 | 0.98419 | 0.9412 | 0.99834 | 2.4649e-06 | 2.7979e-06 | 9.2665e-05 | 0.8786 | 3.4834e-07 | 1.2712e-07
789 |  | 0 | 0 | 0 | 1 | 0 | 0 |  | 0 | 0 | 0 | 1 | 0 | 0 | 0.99533 | 0.98485 | 0.99522 | 0.98431 | 0.99787 | 0.99828 | 0.99857 | 0.99874 | 0.99885 | 0.99891 | 5.5413e-06 | 3.9217e-06 | 8.6826e-05 | 0.99422 | 5.3274e-07 | 2.355e-07 | 0.9962 | 0.98431 | 0.9416 | 0.99836 | 4.8945e-06 | 3.4653e-06 | 7.6745e-05 | 0.87894 | 4.7102e-07 | 2.0823e-07
790 |  | 0 | 0 | 0 | 1 | 0 | 0 |  | 0 | 0 | 0 | 1 | 0 | 0 | 0.99533 | 0.98494 | 0.99522 | 0.98432 | 0.99787 | 0.99828 | 0.99857 | 0.99874 | 0.99885 | 0.99891 | 1.0923e-05 | 4.9356e-06 | 0.00011575 | 0.99433 | 7.5292e-07 | 4.0118e-07 | 0.9962 | 0.98432 | 0.942 | 0.99839 | 9.6531e-06 | 4.3637e-06 | 0.00010237 | 0.87953 | 6.6606e-07 | 3.5492e-07
791 |  | 0 | 0 | 0 | 1 | 0 | 0 |  | 0 | 0 | 0 | 1 | 0 | 0 | 0.99533 | 0.98415 | 0.99522 | 0.98421 | 0.99787 | 0.99828 | 0.99857 | 0.99874 | 0.99885 | 0.99891 | 1.0313e-05 | 6.1601e-06 | 7.1748e-05 | 0.99482 | 1.1081e-06 | 7.0614e-07 | 0.9962 | 0.98421 | 0.9418 | 0.99842 | 9.1033e-06 | 5.4398e-06 | 6.3376e-05 | 0.87889 | 9.7909e-07 | 6.2396e-07
792 |  | 0 | 0 | 0 | 1 | 0 | 0 |  | 0 | 0 | 0 | 1 | 0 | 0 | 0.99533 | 0.98449 | 0.99522 | 0.98468 | 0.99787 | 0.99828 | 0.99857 | 0.99874 | 0.99885 | 0.99891 | 1.4327e-05 | 7.8251e-06 | 5.0776e-05 | 0.99548 | 1.6883e-06 | 1.2627e-06 | 0.9962 | 0.98468 | 0.9416 | 0.99844 | 1.266e-05 | 6.9177e-06 | 4.4901e-05 | 0.88045 | 1.4933e-06 | 1.117e-06
793 |  | 0 | 0 | 0 | 1 | 0 | 0 |  | 0 | 0 | 0 | 1 | 0 | 0 | 0.99533 | 0.9846 | 0.99522 | 0.98419 | 0.99787 | 0.99828 | 0.99857 | 0.99874 | 0.99885 | 0.99891 | 7.9321e-06 | 1.0069e-05 | 1.0322e-05 | 0.9961 | 2.6626e-06 | 2.2336e-06 | 0.9962 | 0.98419 | 0.9414 | 0.99847 | 7.0019e-06 | 8.8923e-06 | 9.118e-06 | 0.88006 | 2.3527e-06 | 1.9738e-06
794 |  | 0 | 0 | 0 | 1 | 0 | 0 |  | 0 | 0 | 0 | 1 | 0 | 0 | 0.99533 | 0.98454 | 0.99522 | 0.98408 | 0.99787 | 0.99828 | 0.99857 | 0.99874 | 0.99885 | 0.99891 | 0.00071026 | 1.1939e-05 | 5.9949e-06 | 0.99654 | 4.5205e-06 | 3.9125e-06 | 0.9962 | 0.98408 | 0.9412 | 0.99849 | 0.00062669 | 1.0538e-05 | 5.2932e-06 | 0.88005 | 3.9925e-06 | 3.4557e-06
795 |  | 0 | 0 | 0 | 1 | 0 | 0 |  | 0 | 0 | 0 | 1 | 0 | 0 | 0.99533 | 0.98459 | 0.99522 | 0.98417 | 0.99787 | 0.99828 | 0.99857 | 0.99874 | 0.99885 | 0.99891 | 1.0174e-05 | 1.261e-05 | 5.3593e-06 | 0.99685 | 8.1521e-06 | 6.7999e-06 | 0.9962 | 0.98417 | 0.941 | 0.99852 | 8.9768e-06 | 1.1131e-05 | 4.7322e-06 | 0.88036 | 7.2002e-06 | 6.0062e-06
796 |  | 0 | 0 | 0 | 1 | 0 | 0 |  | 0 | 0 | 0 | 1 | 0 | 0 | 0.99533 | 0.98473 | 0.99522 | 0.98352 | 0.99787 | 0.99828 | 0.99857 | 0.99874 | 0.99885 | 0.99891 | 1.502e-05 | 1.2648e-05 | 6.0628e-06 | 0.99714 | 1.5428e-05 | 1.3198e-05 | 0.9962 | 0.98352 | 0.9408 | 0.99855 | 1.3236e-05 | 1.1149e-05 | 5.3461e-06 | 0.87941 | 1.3608e-05 | 1.1641e-05
797 |  | 0 | 0 | 0 | 1 | 0 | 0 |  | 0 | 0 | 0 | 1 | 0 | 0 | 0.99533 | 0.98449 | 0.99522 | 0.98437 | 0.99787 | 0.99828 | 0.99857 | 0.99874 | 0.99885 | 0.99891 | 3.2524e-05 | 1.2556e-05 | 8.4296e-06 | 0.99747 | 3.0075e-05 | 3.8426e-05 | 0.9962 | 0.98437 | 0.9406 | 0.99857 | 2.8697e-05 | 1.1083e-05 | 7.4428e-06 | 0.88085 | 2.6561e-05 | 3.394e-05
798 |  | 0 | 0 | 0 | 1 | 0 | 0 |  | 0 | 0 | 0 | 1 | 0 | 0 | 0.99533 | 0.98442 | 0.99522 | 0.98277 | 0.99787 | 0.99828 | 0.99857 | 0.99874 | 0.99885 | 0.99891 | 0.00015555 | 1.2515e-05 | 1.3892e-05 | 0.99776 | 5.9923e-05 | 0.00010083 | 0.9962 | 0.98277 | 0.9404 | 0.9986 | 0.00013676 | 1.1008e-05 | 1.2223e-05 | 0.87802 | 5.2737e-05 | 8.8742e-05
799 |  | 0 | 0 | 0 | 1 | 0 | 0 |  | 0 | 0 | 0 | 1 | 0 | 0 | 0.99533 | 0.98445 | 0.99522 | 0.98491 | 0.99787 | 0.99828 | 0.99857 | 0.99874 | 0.99885 | 0.99891 | 7.4237e-05 | 1.2262e-05 | 2.2365e-05 | 0.99784 | 0.00012419 | 5.5437e-05 | 0.9962 | 0.98491 | 0.9402 | 0.99862 | 6.5544e-05 | 1.083e-05 | 1.976e-05 | 0.88176 | 0.00010975 | 4.8997e-05
800 |  | 0 | 0 | 0 | 1 | 0 | 0 |  | 0 | 0 | 0 | 1 | 0 | 0 | 0.99533 | 0.98524 | 0.99522 | 0.98338 | 0.99787 | 0.99828 | 0.99857 | 0.99874 | 0.99885 | 0.99891 | 2.191e-05 | 1.1687e-05 | 2.5947e-05 | 0.99753 | 0.00027545 | 4.3187e-05 | 0.9962 | 0.98338 | 0.94 | 0.99865 | 1.9296e-05 | 1.0297e-05 | 2.2868e-05 | 0.87932 | 0.00024283 | 3.8075e-05
801 |  | 0 | 0 | 0 | 1 | 0 | 0 |  | 0 | 0 | 0 | 1 | 0 | 0 | 0.99533 | 0.98453 | 0.99522 | 0.98503 | 0.99787 | 0.99828 | 0.99857 | 0.99874 | 0.99885 | 0.99891 | 6.6349e-05 | 1.1042e-05 | 2.5841e-05 | 0.99691 | 0.00065871 | 5.5683e-05 | 0.9962 | 0.98503 | 0.94 | 0.99868 | 5.859e-05 | 9.755e-06 | 2.2835e-05 | 0.88109 | 0.00058225 | 4.9222e-05
802 |  | 0 | 0 | 0 | 1 | 0 | 0 |  | 0 | 0 | 0 | 1 | 0 | 0 | 0.99533 | 0.9845 | 0.99522 | 0.98436 | 0.99787 | 0.99828 | 0.99857 | 0.99874 | 0.99885 | 0.99891 | 3.0585e-05 | 1.0346e-05 | 2.7101e-05 | 0.99637 | 0.0017424 | 2.8374e-05 | 0.9962 | 0.98436 | 0.94 | 0.9987 | 2.6971e-05 | 9.1273e-06 | 2.3916e-05 | 0.87942 | 0.001538 | 2.5048e-05
803 |  | 0 | 0 | 0 | 1 | 1 | 0 |  | 0 | 0 | 0 | 1 | 0 | 0 | 0.99533 | 0.98526 | 0.99522 | 0.98433 | 0.99787 | 0.99828 | 0.99857 | 0.99874 | 0.99885 | 0.99891 | 3.3233e-05 | 9.4471e-06 | 2.9553e-05 | 0.99642 | 0.0043632 | 4.0451e-05 | 0.9962 | 0.98433 | 0.94 | 0.99873 | 2.9328e-05 | 8.3405e-06 | 2.6098e-05 | 0.8801 | 0.0038543 | 3.5735e-05
804 |  | 0 | 0 | 0 | 1 | 1 | 0 |  | 0 | 0 | 0 | 1 | 0 | 0 | 0.99533 | 0.98433 | 0.99522 | 0.98437 | 0.99787 | 0.99828 | 0.99857 | 0.99874 | 0.99885 | 0.99891 | 8.1666e-05 | 8.2641e-06 | 3.1885e-05 | 0.99705 | 0.010427 | 5.2724e-05 | 0.9962 | 0.98437 | 0.94 | 0.99875 | 7.201e-05 | 7.2899e-06 | 2.8135e-05 | 0.87993 | 0.0092032 | 4.6539e-05
805 |  | 0 | 0 | 0 | 1 | 1 | 0 |  | 0 | 0 | 0 | 1 | 0 | 0 | 0.99533 | 0.98471 | 0.99522 | 0.98439 | 0.99787 | 0.99828 | 0.99857 | 0.99874 | 0.99885 | 0.99891 | 6.8623e-05 | 7.069e-06 | 3.137e-05 | 0.99695 | 0.022668 | 4.5264e-05 | 0.9962 | 0.98439 | 0.94 | 0.99878 | 6.0537e-05 | 6.2386e-06 | 2.7693e-05 | 0.88024 | 0.020017 | 3.9972e-05
806 |  | 0 | 0 | 0 | 1 | 1 | 0 |  | 0 | 0 | 0 | 0.98 | 0.02 | 0 | 0.99533 | 0.98483 | 0.99522 | 0.98496 | 0.99787 | 0.99828 | 0.99857 | 0.99874 | 0.99885 | 0.99891 | 4.4785e-05 | 6.1067e-06 | 3.1939e-05 | 0.99298 | 0.039689 | 3.493e-05 | 0.9962 | 0.98496 | 0.94 | 0.99881 | 3.9559e-05 | 5.3963e-06 | 2.8232e-05 | 0.87788 | 0.035092 | 3.0887e-05
807 |  | 0 | 0 | 0 | 1 | 1 | 0 |  | 0 | 0 | 0 | 0.94 | 0.06 | 0 | 0.99533 | 0.9845 | 0.99522 | 0.98452 | 0.99787 | 0.99828 | 0.99857 | 0.99874 | 0.99885 | 0.99891 | 4.5173e-05 | 5.5068e-06 | 3.3899e-05 | 0.98104 | 0.05924 | 2.4478e-05 | 0.9962 | 0.98452 | 0.94 | 0.99883 | 3.9854e-05 | 4.8603e-06 | 2.9929e-05 | 0.86628 | 0.052315 | 2.1619e-05
808 |  | 0 | 0 | 0 | 1 | 1 | 0 |  | 0 | 0 | 0 | 0.9 | 0.1 | 0 | 0.99533 | 0.98584 | 0.99522 | 0.98491 | 0.99787 | 0.99828 | 0.99857 | 0.99874 | 0.99885 | 0.99891 | 3.8747e-05 | 5.2706e-06 | 3.3364e-05 | 0.95875 | 0.085739 | 2.2551e-05 | 0.9962 | 0.98491 | 0.94 | 0.99886 | 3.4259e-05 | 4.6621e-06 | 2.9521e-05 | 0.84845 | 0.075883 | 1.996e-05
809 |  | 0 | 0 | 0 | 1 | 1 | 0 |  | 0 | 0 | 0 | 0.86 | 0.14 | 0 | 0.99533 | 0.98585 | 0.99522 | 0.98542 | 0.99787 | 0.99828 | 0.99857 | 0.99874 | 0.99885 | 0.99891 | 0.00011694 | 5.3612e-06 | 2.9617e-05 | 0.92722 | 0.11896 | 4.1528e-05 | 0.9962 | 0.98542 | 0.94 | 0.99888 | 0.00010351 | 4.7473e-06 | 2.6233e-05 | 0.82141 | 0.1054 | 3.6795e-05
810 |  | 0 | 0 | 0 | 1 | 1 | 0 |  | 0 | 0 | 0 | 0.82 | 0.18 | 0 | 0.99533 | 0.9849 | 0.99522 | 0.98535 | 0.99787 | 0.99828 | 0.99857 | 0.99874 | 0.99885 | 0.99891 | 4.5221e-05 | 5.7835e-06 | 2.3915e-05 | 0.8897 | 0.1593 | 2.9993e-05 | 0.9962 | 0.98535 | 0.94 | 0.99891 | 3.9983e-05 | 5.1157e-06 | 2.1159e-05 | 0.78733 | 0.14099 | 2.6547e-05
811 |  | 0 | 0 | 0 | 1 | 1 | 0 |  | 0 | 0 | 0 | 0.78 | 0.22 | 0 | 0.99533 | 0.98589 | 0.99522 | 0.98563 | 0.99787 | 0.99828 | 0.99857 | 0.99874 | 0.99885 | 0.99891 | 5.3427e-05 | 6.6356e-06 | 1.8885e-05 | 0.84921 | 0.20344 | 1.5249e-05 | 0.9962 | 0.98563 | 0.9401 | 0.99893 | 4.7319e-05 | 5.8793e-06 | 1.6738e-05 | 0.75278 | 0.18036 | 1.3519e-05
812 |  | 0 | 0 | 0 | 1 | 1 | 0 |  | 0 | 0 | 0 | 0.74 | 0.26 | 0 | 0.99533 | 0.98513 | 0.99522 | 0.9858 | 0.99787 | 0.99828 | 0.99857 | 0.99874 | 0.99885 | 0.99891 | 6.0656e-05 | 8.1868e-06 | 1.5559e-05 | 0.80769 | 0.24319 | 1.7273e-05 | 0.9962 | 0.9858 | 0.9402 | 0.99896 | 5.3705e-05 | 7.2517e-06 | 1.3786e-05 | 0.71576 | 0.21553 | 1.5309e-05
813 |  | 0 | 0 | 0 | 1 | 1 | 0 |  | 0 | 0 | 0 | 0.7 | 0.3 | 0 | 0.99533 | 0.98566 | 0.99522 | 0.98623 | 0.99787 | 0.99828 | 0.99857 | 0.99874 | 0.99885 | 0.99891 | 8.5211e-05 | 1.087e-05 | 1.3054e-05 | 0.76633 | 0.28965 | 7.368e-06 | 0.9962 | 0.98623 | 0.9403 | 0.99898 | 7.5563e-05 | 9.6435e-06 | 1.1584e-05 | 0.68016 | 0.25711 | 6.5405e-06
814 |  | 0 | 0 | 0 | 1 | 1 | 0 |  | 0 | 0 | 0 | 0.66 | 0.34 | 0 | 0.99533 | 0.98486 | 0.99522 | 0.98565 | 0.99787 | 0.99828 | 0.99857 | 0.99874 | 0.99885 | 0.99891 | 6.0543e-05 | 1.4904e-05 | 1.0958e-05 | 0.72641 | 0.34209 | 1.9142e-06 | 0.9962 | 0.98565 | 0.9404 | 0.99901 | 5.3589e-05 | 1.3197e-05 | 9.7065e-06 | 0.64354 | 0.30309 | 1.6961e-06
815 |  | 0 | 0 | 0 | 1 | 1 | 0 |  | 0 | 0 | 0 | 0.62 | 0.38 | 0 | 0.99533 | 0.98533 | 0.99522 | 0.98594 | 0.99787 | 0.99828 | 0.99857 | 0.99874 | 0.99885 | 0.99891 | 4.0699e-05 | 1.9208e-05 | 9.141e-06 | 0.689 | 0.39798 | 1.0324e-06 | 0.9962 | 0.98594 | 0.9405 | 0.99903 | 3.6067e-05 | 1.7029e-05 | 8.1063e-06 | 0.61112 | 0.35303 | 9.1586e-07
816 |  | 0 | 0 | 0 | 1 | 1 | 0 |  | 0 | 0 | 0 | 0.58 | 0.42 | 0 | 0.99533 | 0.98486 | 0.99522 | 0.98675 | 0.99787 | 0.99828 | 0.99857 | 0.99874 | 0.99885 | 0.99891 | 4.0009e-05 | 2.3778e-05 | 7.4621e-06 | 0.65365 | 0.4553 | 7.0251e-07 | 0.9962 | 0.98675 | 0.9406 | 0.99906 | 3.5502e-05 | 2.1108e-05 | 6.6261e-06 | 0.58052 | 0.4044 | 6.2402e-07
817 |  | 0 | 0 | 0 | 1 | 1 | 0 |  | 0 | 0 | 0 | 0.54 | 0.46 | 0 | 0.99533 | 0.98519 | 0.99522 | 0.98726 | 0.99787 | 0.99828 | 0.99857 | 0.99874 | 0.99885 | 0.99891 | 4.7569e-05 | 3.1474e-05 | 5.8311e-06 | 0.61778 | 0.51318 | 5.3508e-07 | 0.9962 | 0.98726 | 0.9407 | 0.99908 | 4.2274e-05 | 2.7981e-05 | 5.1856e-06 | 0.54948 | 0.4565 | 4.7601e-07
818 |  | 0 | 0 | 0 | 1 | 1 | 0 |  | 0 | 0 | 0 | 0.5 | 0.5 | 0 | 0.99533 | 0.98507 | 0.99522 | 0.98606 | 0.99787 | 0.99828 | 0.99857 | 0.99874 | 0.99885 | 0.99891 | 5.1924e-05 | 4.3616e-05 | 4.3382e-06 | 0.57885 | 0.57207 | 4.3642e-07 | 0.9962 | 0.98606 | 0.9408 | 0.99911 | 4.6031e-05 | 3.8683e-05 | 3.8486e-06 | 0.51361 | 0.50765 | 3.873e-07
819 |  | 0 | 0 | 0 | 1 | 1 | 0 |  | 0 | 0 | 0 | 0.46 | 0.54 | 0 | 0.99533 | 0.98489 | 0.99522 | 0.98638 | 0.99787 | 0.99828 | 0.99857 | 0.99874 | 0.99885 | 0.99891 | 5.1935e-05 | 5.9081e-05 | 3.1374e-06 | 0.53834 | 0.62793 | 3.7309e-07 | 0.9962 | 0.98638 | 0.9409 | 0.99913 | 4.6069e-05 | 5.2429e-05 | 2.785e-06 | 0.47795 | 0.55755 | 3.3129e-07
820 |  | 0 | 0 | 0 | 1 | 1 | 0 |  | 0 | 0 | 0 | 0.42 | 0.58 | 0 | 0.99533 | 0.98503 | 0.99522 | 0.98687 | 0.99787 | 0.99828 | 0.99857 | 0.99874 | 0.99885 | 0.99891 | 4.4104e-05 | 7.3361e-05 | 2.2913e-06 | 0.50056 | 0.6768 | 3.3033e-07 | 0.9962 | 0.98687 | 0.941 | 0.99916 | 3.9172e-05 | 6.5184e-05 | 2.0365e-06 | 0.44497 | 0.60171 | 2.937e-07
821 |  | 0 | 0 | 0 | 1 | 1 | 0 |  | 0 | 0 | 0 | 0.38 | 0.62 | 0 | 0.99533 | 0.9843 | 0.99522 | 0.98537 | 0.99787 | 0.99828 | 0.99857 | 0.99874 | 0.99885 | 0.99891 | 3.5555e-05 | 8.1171e-05 | 1.7487e-06 | 0.46471 | 0.7196 | 3.0073e-07 | 0.9962 | 0.98537 | 0.9407 | 0.99918 | 3.1451e-05 | 7.183e-05 | 1.5479e-06 | 0.41142 | 0.63715 | 2.6629e-07
822 |  | 0 | 0 | 0 | 1 | 1 | 0 |  | 0 | 0 | 0 | 0.34 | 0.66 | 0 | 0.99533 | 0.98461 | 0.99522 | 0.98682 | 0.99787 | 0.99828 | 0.99857 | 0.99874 | 0.99885 | 0.99891 | 4.5749e-05 | 8.4198e-05 | 1.4156e-06 | 0.42362 | 0.75972 | 2.8025e-07 | 0.9962 | 0.98682 | 0.9404 | 0.99921 | 4.0588e-05 | 7.473e-05 | 1.2568e-06 | 0.37616 | 0.67466 | 2.4889e-07
823 |  | 0 | 0 | 0 | 1 | 1 | 0 |  | 0 | 0 | 0 | 0.3 | 0.7 | 0 | 0.99533 | 0.9846 | 0.99522 | 0.98608 | 0.99787 | 0.99828 | 0.99857 | 0.99874 | 0.99885 | 0.99891 | 3.619e-05 | 8.6692e-05 | 1.2146e-06 | 0.3797 | 0.79869 | 2.6666e-07 | 0.9962 | 0.98608 | 0.9401 | 0.99923 | 3.205e-05 | 7.6805e-05 | 1.0764e-06 | 0.33655 | 0.70799 | 2.3639e-07
824 |  | 0 | 0 | 0 | 1 | 1 | 0 |  | 0 | 0 | 0 | 0.26 | 0.74 | 0 | 0.99533 | 0.98466 | 0.99522 | 0.98663 | 0.99787 | 0.99828 | 0.99857 | 0.99874 | 0.99885 | 0.99891 | 5.1783e-05 | 8.9495e-05 | 1.0972e-06 | 0.34048 | 0.83551 | 2.5871e-07 | 0.9962 | 0.98663 | 0.9398 | 0.99926 | 4.5899e-05 | 7.9358e-05 | 9.7318e-07 | 0.30205 | 0.74129 | 2.2956e-07
825 |  | 0 | 0 | 0 | 1 | 1 | 0 |  | 0 | 0 | 0 | 0.22 | 0.78 | 0 | 0.99533 | 0.98495 | 0.99522 | 0.98466 | 0.99787 | 0.99828 | 0.99857 | 0.99874 | 0.99885 | 0.99891 | 6.2434e-05 | 9.1115e-05 | 1.0353e-06 | 0.30573 | 0.86819 | 2.5591e-07 | 0.9962 | 0.98466 | 0.9395 | 0.99928 | 5.5119e-05 | 8.0472e-05 | 9.1468e-07 | 0.27014 | 0.76721 | 2.2616e-07
826 |  | 0 | 0 | 0 | 1 | 1 | 0 |  | 0 | 0 | 0 | 0.18 | 0.82 | 0 | 0.99533 | 0.98537 | 0.99522 | 0.98765 | 0.99787 | 0.99828 | 0.99857 | 0.99874 | 0.99885 | 0.99891 | 5.0465e-05 | 9.0392e-05 | 1.0126e-06 | 0.27232 | 0.89575 | 2.5835e-07 | 0.9962 | 0.98765 | 0.9392 | 0.9993 | 4.4829e-05 | 8.0329e-05 | 9.0014e-07 | 0.24212 | 0.79649 | 2.2974e-07
827 |  | 0 | 0 | 0 | 1 | 1 | 0 |  | 0 | 0 | 0 | 0.14 | 0.86 | 0 | 0.99533 | 0.98431 | 0.99522 | 0.98567 | 0.99787 | 0.99828 | 0.99857 | 0.99874 | 0.99885 | 0.99891 | 3.3244e-05 | 8.8786e-05 | 1.0172e-06 | 0.23353 | 0.9181 | 2.6643e-07 | 0.9962 | 0.98567 | 0.9389 | 0.99933 | 2.9372e-05 | 7.8478e-05 | 8.9936e-07 | 0.20651 | 0.81197 | 2.3565e-07
828 |  | 0 | 0 | 0 | 1 | 1 | 0 |  | 0 | 0 | 0 | 0.1 | 0.9 | 0 | 0.99533 | 0.98512 | 0.99522 | 0.98655 | 0.99787 | 0.99828 | 0.99857 | 0.99874 | 0.99885 | 0.99891 | 3.3346e-05 | 8.7773e-05 | 1.0425e-06 | 0.19356 | 0.93517 | 2.8145e-07 | 0.9962 | 0.98655 | 0.9386 | 0.99935 | 2.9531e-05 | 7.7763e-05 | 9.2391e-07 | 0.17157 | 0.82899 | 2.4951e-07
829 |  | 0 | 0 | 0 | 1 | 1 | 0 |  | 0 | 0 | 0 | 0.06 | 0.94 | 0 | 0.99533 | 0.98458 | 0.99522 | 0.9862 | 0.99787 | 0.99828 | 0.99857 | 0.99874 | 0.99885 | 0.99891 | 2.3081e-05 | 8.6426e-05 | 1.0842e-06 | 0.15355 | 0.94751 | 3.0583e-07 | 0.9962 | 0.9862 | 0.9383 | 0.99938 | 2.0408e-05 | 7.6451e-05 | 9.5933e-07 | 0.13589 | 0.83862 | 2.707e-07
830 |  | 0 | 0 | 0 | 1 | 1 | 0 |  | 0 | 0 | 0 | 0.02 | 0.98 | 0 | 0.99533 | 0.98556 | 0.99522 | 0.98623 | 0.99787 | 0.99828 | 0.99857 | 0.99874 | 0.99885 | 0.99891 | 2.0273e-05 | 8.464e-05 | 1.1396e-06 | 0.11304 | 0.95638 | 3.4402e-07 | 0.9962 | 0.98623 | 0.938 | 0.9994 | 1.7939e-05 | 7.4927e-05 | 1.0091e-06 | 0.10011 | 0.84711 | 3.0474e-07
831 |  | 0 | 0 | 0 | 1 | 1 | 0 |  | 0 | 0 | 0 | 0 | 1 | 0 | 0.99533 | 0.98502 | 0.99522 | 0.98755 | 0.99787 | 0.99828 | 0.99857 | 0.99874 | 0.99885 | 0.99891 | 3.4601e-05 | 8.4077e-05 | 1.2081e-06 | 0.073279 | 0.96307 | 4.0464e-07 | 0.9962 | 0.98755 | 0.9373 | 0.99943 | 3.0661e-05 | 7.4534e-05 | 1.0713e-06 | 0.064992 | 0.85425 | 3.5894e-07
832 |  | 0 | 0 | 0 | 1 | 1 | 0 |  | 0 | 0 | 0 | 0 | 1 | 0 | 0.99533 | 0.98492 | 0.99522 | 0.98574 | 0.99787 | 0.99828 | 0.99857 | 0.99874 | 0.99885 | 0.99891 | 1.4486e-05 | 8.6413e-05 | 1.2911e-06 | 0.040965 | 0.96836 | 5.0599e-07 | 0.9962 | 0.98574 | 0.9366 | 0.99945 | 1.2779e-05 | 7.6261e-05 | 1.1398e-06 | 0.036169 | 0.85508 | 4.4683e-07
833 |  | 0 | 0 | 0 | 1 | 1 | 0 |  | 0 | 0 | 0 | 0 | 1 | 0 | 0.99533 | 0.98452 | 0.99522 | 0.9873 | 0.99787 | 0.99828 | 0.99857 | 0.99874 | 0.99885 | 0.99891 | 1.6605e-05 | 9.2911e-05 | 1.3919e-06 | 0.01974 | 0.97261 | 6.9325e-07 | 0.9962 | 0.9873 | 0.9359 | 0.99948 | 1.4678e-05 | 8.2164e-05 | 1.2312e-06 | 0.017465 | 0.8606 | 6.1345e-07
834 |  | 0 | 0 | 0 | 0 | 1 | 0 |  | 0 | 0 | 0 | 0 | 1 | 0 | 0.99533 | 0.98411 | 0.99522 | 0.98583 | 0.99787 | 0.99828 | 0.99857 | 0.99874 | 0.99885 | 0.99891 | 1.735e-05 | 0.00010375 | 1.5148e-06 | 0.0084548 | 0.97618 | 1.1087e-06 | 0.9962 | 0.98583 | 0.9352 | 0.9995 | 1.5273e-05 | 9.1372e-05 | 1.3344e-06 | 0.0074494 | 0.86019 | 9.7699e-07
835 |  | 0 | 0 | 0 | 0 | 1 | 0 |  | 0 | 0 | 0 | 0 | 1 | 0 | 0.99533 | 0.98494 | 0.99522 | 0.98688 | 0.99787 | 0.99828 | 0.99857 | 0.99874 | 0.99885 | 0.99891 | 1.7087e-05 | 0.00011877 | 1.663e-06 | 0.0036081 | 0.97937 | 2.4489e-06 | 0.9962 | 0.98688 | 0.9345 | 0.99952 | 1.5076e-05 | 0.00010483 | 1.4683e-06 | 0.0031862 | 0.86494 | 2.1629e-06
836 |  | 0 | 0 | 0 | 0 | 1 | 0 |  | 0 | 0 | 0 | 0 | 1 | 0 | 0.99521 | 0.98454 | 0.9951 | 0.98738 | 0.99782 | 0.99824 | 0.99853 | 0.99871 | 0.99882 | 0.99888 | 2.1356e-05 | 0.00013929 | 1.8312e-06 | 0.0016486 | 0.9821 | 1.3359e-05 | 0.99611 | 0.98738 | 0.9338 | 0.99955 | 1.8833e-05 | 0.00012288 | 1.616e-06 | 0.0014551 | 0.86694 | 1.1793e-05
837 |  | 0 | 0 | 0 | 0 | 1 | 0 |  | 0 | 0 | 0 | 0 | 1 | 0 | 0.99509 | 0.98534 | 0.99498 | 0.9868 | 0.99777 | 0.99819 | 0.9985 | 0.99868 | 0.99879 | 0.99886 | 2.0079e-05 | 0.00016818 | 1.9935e-06 | 0.00081939 | 0.98405 | 1.8872e-05 | 0.99601 | 0.9868 | 0.93311 | 0.99957 | 1.7681e-05 | 0.00014815 | 1.7567e-06 | 0.00072218 | 0.86741 | 1.6636e-05
838 |  | 0 | 0 | 0 | 0 | 1 | 0 |  | 0 | 0 | 0 | 0 | 1 | 0 | 0.99498 | 0.98524 | 0.99486 | 0.98813 | 0.99771 | 0.99815 | 0.99846 | 0.99865 | 0.99876 | 0.99883 | 0.00032784 | 0.00020853 | 2.1042e-06 | 0.00044124 | 0.98499 | 7.3874e-06 | 0.99592 | 0.98813 | 0.93241 | 0.99959 | 0.00028911 | 0.00018398 | 1.857e-06 | 0.00038948 | 0.86954 | 6.522e-06
839 |  | 0 | 0 | 0 | 0 | 1 | 0 |  | 0 | 0 | 0 | 0 | 1 | 0 | 0.99486 | 0.98491 | 0.99474 | 0.98517 | 0.99766 | 0.99811 | 0.99843 | 0.99862 | 0.99873 | 0.9988 | 0.00033325 | 0.00026382 | 2.1306e-06 | 0.00025549 | 0.985 | 6.3834e-06 | 0.99582 | 0.98517 | 0.93171 | 0.99962 | 0.0002917 | 0.00023103 | 1.8664e-06 | 0.00022385 | 0.86312 | 5.5939e-06
840 |  | 0 | 0 | 0 | 0 | 1 | 0 |  | 0 | 0 | 0 | 0 | 1 | 0 | 0.99474 | 0.98443 | 0.99462 | 0.98795 | 0.99761 | 0.99807 | 0.99839 | 0.99859 | 0.9987 | 0.99878 | 9.9227e-06 | 0.00033766 | 2.0866e-06 | 0.00015798 | 0.98443 | 7.9692e-06 | 0.99573 | 0.98795 | 0.93101 | 0.99964 | 8.7207e-06 | 0.00029689 | 1.8353e-06 | 0.00013898 | 0.86613 | 7.012e-06
841 |  | 0 | 0 | 0 | 0 | 1 | 0 |  | 0 | 0 | 0 | 0 | 1 | 0 | 0.99463 | 0.9844 | 0.9945 | 0.98641 | 0.99755 | 0.99802 | 0.99835 | 0.99856 | 0.99868 | 0.99875 | 4.2313e-05 | 0.00043214 | 2.0104e-06 | 0.00010376 | 0.98384 | 5.5231e-06 | 0.99563 | 0.98641 | 0.92991 | 0.99966 | 3.7013e-05 | 0.00037819 | 1.76e-06 | 9.0852e-05 | 0.86158 | 4.8371e-06
842 |  | 0 | 0 | 0 | 0 | 1 | 0 |  | 0 | 0 | 0 | 0 | 1 | 0 | 0.99451 | 0.98395 | 0.99438 | 0.98716 | 0.9975 | 0.99798 | 0.99832 | 0.99852 | 0.99865 | 0.99872 | 3.7975e-05 | 0.00054602 | 1.925e-06 | 7.2114e-05 | 0.98367 | 1.8113e-05 | 0.99554 | 0.98716 | 0.92881 | 0.99969 | 3.3203e-05 | 0.00047763 | 1.6845e-06 | 6.3116e-05 | 0.86104 | 1.5856e-05
843 |  | 0 | 0 | 0 | 0 | 1 | 0 |  | 0 | 0 | 0 | 0 | 1 | 0 | 0.99439 | 0.9848 | 0.99426 | 0.98688 | 0.99745 | 0.99794 | 0.99828 | 0.99849 | 0.99862 | 0.99869 | 7.7745e-06 | 0.00067293 | 1.8292e-06 | 5.2925e-05 | 0.98394 | 1.8256e-05 | 0.99545 | 0.98688 | 0.92771 | 0.99971 | 6.7889e-06 | 0.00058791 | 1.5987e-06 | 4.6264e-05 | 0.86021 | 1.5962e-05
844 |  | 0 | 0 | 0 | 0 | 1 | 0 |  | 0 | 0 | 0 | 0 | 1 | 0 | 0.99428 | 0.98449 | 0.99414 | 0.98773 | 0.9974 | 0.99789 | 0.99825 | 0.99846 | 0.99859 | 0.99867 | 6.9498e-05 | 0.00080126 | 1.713e-06 | 4.0988e-05 | 0.98437 | 6.8705e-06 | 0.99535 | 0.98773 | 0.92661 | 0.99974 | 6.068e-05 | 0.00069995 | 1.4969e-06 | 3.5826e-05 | 0.8605 | 6.0064e-06
845 |  | 0 | 0 | 0 | 0 | 1 | 0 |  | 0 | 0 | 0 | 0 | 1 | 0 | 0.99416 | 0.98477 | 0.99402 | 0.98803 | 0.99734 | 0.99785 | 0.99821 | 0.99843 | 0.99856 | 0.99864 | 5.6569e-05 | 0.00091885 | 1.5794e-06 | 3.3535e-05 | 0.98479 | 1.0302e-05 | 0.99526 | 0.98803 | 0.92551 | 0.99976 | 4.9358e-05 | 0.00080214 | 1.3793e-06 | 2.9292e-05 | 0.86031 | 9.0009e-06
846 |  | 0 | 0 | 0 | 0 | 1 | 0 |  | 0 | 0 | 0 | 0 | 1 | 0 | 0.99428 | 0.98516 | 0.99414 | 0.98733 | 0.9974 | 0.99789 | 0.99825 | 0.99846 | 0.99859 | 0.99867 | 3.0029e-05 | 0.0010188 | 1.4436e-06 | 2.908e-05 | 0.98531 | 9.101e-06 | 0.99535 | 0.98733 | 0.92441 | 0.99978 | 2.6154e-05 | 0.00088777 | 1.2584e-06 | 2.5355e-05 | 0.85919 | 7.9367e-06
847 |  | 0 | 0 | 0 | 0 | 1 | 0 |  | 0 | 0 | 0 | 0 | 1 | 0 | 0.99439 | 0.98517 | 0.99426 | 0.98864 | 0.99745 | 0.99794 | 0.99828 | 0.99849 | 0.99862 | 0.99869 | 9.4523e-05 | 0.001101 | 1.3119e-06 | 2.6901e-05 | 0.98609 | 8.1454e-06 | 0.99545 | 0.98864 | 0.92331 | 0.99981 | 8.2481e-05 | 0.0009612 | 1.1457e-06 | 2.3498e-05 | 0.86147 | 7.1166e-06
848 |  | 0 | 0 | 0 | 0 | 1 | 0 |  | 0 | 0 | 0 | 0 | 1 | 0 | 0.99451 | 0.98559 | 0.99438 | 0.98727 | 0.9975 | 0.99798 | 0.99832 | 0.99852 | 0.99865 | 0.99872 | 6.5433e-05 | 0.0011704 | 1.1763e-06 | 2.6848e-05 | 0.98699 | 9.7178e-06 | 0.99554 | 0.98727 | 0.9222 | 0.99983 | 5.6919e-05 | 0.0010186 | 1.0241e-06 | 2.3379e-05 | 0.85955 | 8.4637e-06
849 |  | 0 | 0 | 0 | 0 | 1 | 0 |  | 0 | 0 | 0 | 0 | 1 | 0 | 0.99463 | 0.98379 | 0.9945 | 0.98805 | 0.99755 | 0.99802 | 0.99835 | 0.99856 | 0.99868 | 0.99875 | 1.3432e-05 | 0.0012348 | 1.0289e-06 | 2.9476e-05 | 0.98769 | 6.9406e-06 | 0.99563 | 0.98805 | 0.9211 | 0.99985 | 1.1672e-05 | 0.0010735 | 8.9482e-07 | 2.5639e-05 | 0.85925 | 6.0385e-06
850 |  | 0 | 0 | 0 | 0 | 1 | 0 |  | 0 | 0 | 0 | 0 | 1 | 0 | 0.99474 | 0.98501 | 0.99462 | 0.98917 | 0.99761 | 0.99807 | 0.99839 | 0.99859 | 0.9987 | 0.99878 | 2.0657e-05 | 0.0013036 | 8.7563e-07 | 3.6735e-05 | 0.98811 | 7.2901e-06 | 0.99573 | 0.98917 | 0.92 | 0.99988 | 1.8e-05 | 0.0011364 | 7.6357e-07 | 3.2041e-05 | 0.86193 | 6.3596e-06
851 |  | 0 | 0 | 0 | 0 | 1 | 0 |  | 0 | 0 | 0 | 0 | 1 | 0 | 0.99463 | 0.98511 | 0.9945 | 0.98734 | 0.99755 | 0.99802 | 0.99835 | 0.99856 | 0.99868 | 0.99875 | 2.2568e-05 | 0.0013857 | 7.3187e-07 | 5.3808e-05 | 0.98849 | 6.4725e-06 | 0.99563 | 0.98734 | 0.9189 | 0.9999 | 1.9563e-05 | 0.0012018 | 6.3493e-07 | 4.669e-05 | 0.85784 | 5.6174e-06
852 |  | 0 | 0 | 0 | 0 | 1 | 0 |  | 0 | 0 | 0 | 0 | 1 | 0 | 0.99451 | 0.98454 | 0.99438 | 0.98808 | 0.9975 | 0.99798 | 0.99832 | 0.99852 | 0.99865 | 0.99872 | 2.8663e-05 | 0.0014823 | 6.1256e-07 | 8.4888e-05 | 0.98903 | 3.5677e-06 | 0.99554 | 0.98808 | 0.9178 | 0.99992 | 2.4831e-05 | 0.0012847 | 5.311e-07 | 7.3613e-05 | 0.85778 | 3.0944e-06
853 |  | 0 | 0 | 0 | 0 | 1 | 0 |  | 0 | 0 | 0 | 0 | 1 | 0 | 0.99439 | 0.9839 | 0.99426 | 0.98824 | 0.99745 | 0.99794 | 0.99828 | 0.99849 | 0.99862 | 0.99869 | 2.2437e-05 | 0.0015703 | 5.2613e-07 | 0.00010461 | 0.98967 | 2.0294e-06 | 0.99545 | 0.98824 | 0.9167 | 0.99994 | 1.9401e-05 | 0.0013584 | 4.5531e-07 | 9.0546e-05 | 0.85673 | 1.7569e-06
854 |  | 0 | 0 | 0 | 0 | 1 | 0 |  | 0 | 0 | 0 | 0 | 1 | 0 | 0.99428 | 0.98433 | 0.99414 | 0.98852 | 0.9974 | 0.99789 | 0.99825 | 0.99846 | 0.99859 | 0.99867 | 1.2017e-05 | 0.0015905 | 4.7339e-07 | 9.6285e-05 | 0.99022 | 8.0619e-07 | 0.99535 | 0.98852 | 0.9156 | 0.99996 | 1.0385e-05 | 0.0013752 | 4.0944e-07 | 8.3296e-05 | 0.85674 | 6.9758e-07
855 |  | 0 | 0 | 0 | 0 | 1 | 0 |  | 0 | 0 | 0 | 0 | 1 | 0 | 0.99416 | 0.98314 | 0.99402 | 0.988 | 0.99734 | 0.99785 | 0.99821 | 0.99843 | 0.99856 | 0.99864 | 1.3459e-05 | 0.0014952 | 4.5142e-07 | 8.5899e-05 | 0.9906 | 3.8473e-07 | 0.99526 | 0.988 | 0.9145 | 0.99999 | 1.1587e-05 | 0.0012879 | 3.8896e-07 | 7.4029e-05 | 0.85383 | 3.3164e-07
856 |  | 0 | 0 | 0 | 0 | 1 | 0 |  | 0 | 0 | 0 | 0 | 1 | 0 | 0.99428 | 0.98464 | 0.99414 | 0.98837 | 0.9974 | 0.99789 | 0.99825 | 0.99846 | 0.99859 | 0.99867 | 9.7515e-06 | 0.0013222 | 4.5843e-07 | 8.4573e-05 | 0.99092 | 2.7666e-07 | 0.99535 | 0.98837 | 0.9134 | 1 | 8.407e-06 | 0.0011404 | 3.9556e-07 | 7.299e-05 | 0.85532 | 2.3882e-07
857 |  | 0 | 0 | 0 | 0 | 1 | 0 |  | 0 | 0 | 0 | 0 | 1 | 0 | 0.99439 | 0.98303 | 0.99426 | 0.98813 | 0.99745 | 0.99794 | 0.99828 | 0.99849 | 0.99862 | 0.99869 | 1.0137e-05 | 0.0011538 | 4.968e-07 | 8.8287e-05 | 0.99137 | 2.2443e-07 | 0.99545 | 0.98813 | 0.9123 | 1 | 8.7133e-06 | 0.00099227 | 4.2741e-07 | 7.5971e-05 | 0.85317 | 1.9316e-07
858 |  | 0 | 0 | 0 | 0 | 1 | 0 |  | 0 | 0 | 0 | 0 | 1 | 0 | 0.99451 | 0.98381 | 0.99438 | 0.98585 | 0.9975 | 0.99798 | 0.99832 | 0.99852 | 0.99865 | 0.99872 | 9.526e-06 | 0.0010223 | 5.7579e-07 | 9.815e-05 | 0.99196 | 1.9377e-07 | 0.99554 | 0.98585 | 0.9112 | 1 | 8.1506e-06 | 0.00087511 | 4.9306e-07 | 8.4065e-05 | 0.84971 | 1.66e-07
859 |  | 0 | 0 | 0 | 0 | 1 | 0 |  | 0 | 0 | 0 | 0 | 1 | 0 | 0.99463 | 0.98363 | 0.9945 | 0.99021 | 0.99755 | 0.99802 | 0.99835 | 0.99856 | 0.99868 | 0.99875 | 8.4315e-06 | 0.00091912 | 7.1684e-07 | 9.5923e-05 | 0.99256 | 1.7428e-07 | 0.99563 | 0.99021 | 0.9101 | 1 | 7.2708e-06 | 0.00079296 | 6.1866e-07 | 8.2802e-05 | 0.85689 | 1.5047e-07
860 |  | 0 | 0 | 0 | 0 | 1 | 0 |  | 0 | 0 | 0 | 0 | 1 | 0 | 0.99474 | 0.98428 | 0.99462 | 0.98572 | 0.99761 | 0.99807 | 0.99839 | 0.99859 | 0.9987 | 0.99878 | 2.4575e-05 | 0.00083767 | 9.663e-07 | 8.1456e-05 | 0.99289 | 1.6155e-07 | 0.99573 | 0.98572 | 0.909 | 1 | 2.0997e-05 | 0.00071602 | 8.2624e-07 | 6.9663e-05 | 0.84924 | 1.3819e-07
861 |  | 0 | 0 | 0 | 0 | 1 | 0 |  | 0 | 0 | 0 | 0 | 1 | 0 | 0.99463 | 0.98279 | 0.9945 | 0.98807 | 0.99755 | 0.99802 | 0.99835 | 0.99856 | 0.99868 | 0.99875 | 3.3506e-05 | 0.00076273 | 1.4281e-06 | 7.7532e-05 | 0.99276 | 1.5341e-07 | 0.99563 | 0.98807 | 0.90789 | 1 | 2.8674e-05 | 0.00065306 | 1.2232e-06 | 6.6419e-05 | 0.85057 | 1.3145e-07
862 |  | 0 | 0 | 0 | 0 | 1 | 0 |  | 0 | 0 | 0 | 0 | 1 | 0 | 0.99451 | 0.98333 | 0.99438 | 0.98531 | 0.9975 | 0.99798 | 0.99832 | 0.99852 | 0.99865 | 0.99872 | 7.8733e-06 | 0.00067454 | 2.3521e-06 | 7.8948e-05 | 0.99221 | 1.4866e-07 | 0.99554 | 0.98531 | 0.90679 | 1 | 6.6934e-06 | 0.00057373 | 2.0013e-06 | 6.7186e-05 | 0.84449 | 1.2654e-07
863 |  | 0 | 0 | 0 | 0 | 1 | 0 |  | 0 | 0 | 0 | 0 | 1 | 0 | 0.99439 | 0.98354 | 0.99426 | 0.98792 | 0.99745 | 0.99794 | 0.99828 | 0.99849 | 0.99862 | 0.99869 | 1.4176e-05 | 0.00058228 | 4.3153e-06 | 8.4297e-05 | 0.99153 | 1.466e-07 | 0.99545 | 0.98792 | 0.90569 | 1 | 1.2099e-05 | 0.00049719 | 3.686e-06 | 7.2019e-05 | 0.84721 | 1.2527e-07
864 |  | 0 | 0 | 0 | 0 | 1 | 0 |  | 0 | 0 | 0 | 0 | 1 | 0 | 0.99428 | 0.98314 | 0.99414 | 0.98485 | 0.9974 | 0.99789 | 0.99825 | 0.99846 | 0.99859 | 0.99867 | 9.9479e-06 | 0.0005074 | 8.1189e-06 | 7.3454e-05 | 0.991 | 1.4684e-07 | 0.99535 | 0.98485 | 0.90459 | 1 | 8.4205e-06 | 0.00042971 | 6.8782e-06 | 6.2243e-05 | 0.83985 | 1.2445e-07
865 |  | 0 | 0 | 0 | 0 | 1 | 0 |  | 0 | 0 | 0 | 0 | 1 | 0 | 0.99416 | 0.9828 | 0.99402 | 0.98749 | 0.99734 | 0.99785 | 0.99821 | 0.99843 | 0.99856 | 0.99864 | 3.4624e-05 | 0.00045031 | 1.3292e-05 | 5.7416e-05 | 0.99075 | 1.4917e-07 | 0.99526 | 0.98749 | 0.90349 | 1 | 2.9408e-05 | 0.00038267 | 1.1299e-05 | 4.8819e-05 | 0.84252 | 1.2687e-07
866 |  | 0 | 0 | 0 | 0 | 1 | 0 |  | 0 | 0 | 0 | 0 | 1 | 0 | 0.99428 | 0.9821 | 0.99414 | 0.98583 | 0.9974 | 0.99789 | 0.99825 | 0.99846 | 0.99859 | 0.99867 | 3.6583e-06 | 0.00040415 | 1.6364e-05 | 4.1856e-05 | 0.99067 | 1.5354e-07 | 0.99535 | 0.98583 | 0.90239 | 1 | 3.0919e-06 | 0.00034176 | 1.3843e-05 | 3.5414e-05 | 0.8383 | 1.2993e-07
867 |  | 0 | 0 | 0 | 0 | 1 | 0 |  | 0 | 0 | 0 | 0 | 1 | 0 | 0.99439 | 0.98278 | 0.99426 | 0.98559 | 0.99745 | 0.99794 | 0.99828 | 0.99849 | 0.99862 | 0.99869 | 1.8583e-05 | 0.00036109 | 1.5675e-05 | 2.8197e-05 | 0.99059 | 1.5996e-07 | 0.99545 | 0.98559 | 0.90129 | 1 | 1.5696e-05 | 0.00030514 | 1.3251e-05 | 2.3842e-05 | 0.83768 | 1.3528e-07
868 |  | 0 | 0 | 0 | 0 | 1 | 0 |  | 0 | 0 | 0 | 0 | 1 | 0 | 0.99451 | 0.9824 | 0.99438 | 0.98503 | 0.9975 | 0.99798 | 0.99832 | 0.99852 | 0.99865 | 0.99872 | 5.7244e-07 | 0.00031124 | 1.5739e-05 | 2.3779e-05 | 0.99039 | 1.6857e-07 | 0.99554 | 0.98503 | 0.90019 | 1 | 4.8237e-07 | 0.0002624 | 1.3273e-05 | 2.0058e-05 | 0.83552 | 1.4222e-07
869 |  | 0 | 0 | 0 | 0 | 1 | 0 |  | 0 | 0 | 0 | 0 | 1 | 0 | 0.99463 | 0.98255 | 0.9945 | 0.98647 | 0.99755 | 0.99802 | 0.99835 | 0.99856 | 0.99868 | 0.99875 | 4.4996e-07 | 0.00025942 | 1.6388e-05 | 2.5177e-05 | 0.99005 | 1.7968e-07 | 0.99563 | 0.98647 | 0.89909 | 1 | 3.8001e-07 | 0.0002192 | 1.3852e-05 | 2.1284e-05 | 0.83709 | 1.5193e-07
870 |  | 0 | 0 | 0 | 0 | 1 | 0 |  | 0 | 0 | 0 | 0 | 1 | 0 | 0.99474 | 0.98239 | 0.99462 | 0.98575 | 0.99761 | 0.99807 | 0.99839 | 0.99859 | 0.9987 | 0.99878 | 5.2054e-07 | 0.00021241 | 1.8086e-05 | 3.3117e-05 | 0.98958 | 1.9363e-07 | 0.99573 | 0.98575 | 0.89799 | 1 | 4.3854e-07 | 0.00017903 | 1.5249e-05 | 2.7928e-05 | 0.83462 | 1.6332e-07
871 |  | 0 | 0 | 0 | 0 | 1 | 0 |  | 0 | 0 | 0 | 0 | 1 | 0 | 0.99439 | 0.98178 | 0.99426 | 0.98404 | 0.99745 | 0.99794 | 0.99828 | 0.99849 | 0.99862 | 0.99869 | 7.5146e-07 | 0.00017206 | 2.0149e-05 | 5.4686e-05 | 0.98907 | 2.1081e-07 | 0.99545 | 0.98404 | 0.89699 | 1 | 6.2906e-07 | 0.00014411 | 1.6881e-05 | 4.5827e-05 | 0.82894 | 1.767e-07
872 |  | 0 | 0 | 0 | 0 | 1 | 0 |  | 0 | 0 | 0 | 0 | 1 | 0 | 0.99404 | 0.9823 | 0.99391 | 0.98646 | 0.99729 | 0.99781 | 0.99817 | 0.9984 | 0.99853 | 0.99861 | 1.3415e-06 | 0.00014064 | 2.014e-05 | 9.5019e-05 | 0.98862 | 2.3182e-07 | 0.99516 | 0.98646 | 0.89599 | 1 | 1.1266e-06 | 0.00011817 | 1.6929e-05 | 7.9885e-05 | 0.83127 | 1.9494e-07
873 |  | 0 | 0 | 0 | 0 | 1 | 0 |  | 0 | 0 | 0 | 0 | 1 | 0 | 0.99369 | 0.98205 | 0.99355 | 0.984 | 0.99713 | 0.99768 | 0.99807 | 0.9983 | 0.99845 | 0.99853 | 3.2834e-06 | 0.00011719 | 1.99e-05 | 0.00010268 | 0.9883 | 2.5743e-07 | 0.99488 | 0.984 | 0.89499 | 1 | 2.7367e-06 | 9.7728e-05 | 1.6602e-05 | 8.5684e-05 | 0.82483 | 2.1487e-07
874 |  | 0 | 0 | 0 | 0 | 1 | 0 |  | 0 | 0 | 0 | 0 | 1 | 0 | 0.99334 | 0.98183 | 0.99319 | 0.9849 | 0.99697 | 0.99755 | 0.99796 | 0.99821 | 0.99836 | 0.99845 | 1.3601e-05 | 9.935e-05 | 1.9775e-05 | 9.1649e-05 | 0.98809 | 2.8862e-07 | 0.99459 | 0.9849 | 0.894 | 1 | 1.1329e-05 | 8.2801e-05 | 1.6488e-05 | 7.6433e-05 | 0.82417 | 2.4076e-07
875 |  | 0 | 0 | 0 | 0 | 1 | 0 |  | 0 | 0 | 0 | 0 | 1 | 0 | 0.99299 | 0.98219 | 0.99283 | 0.98514 | 0.99681 | 0.99742 | 0.99785 | 0.99812 | 0.99827 | 0.99837 | 2.0762e-05 | 8.568e-05 | 1.9968e-05 | 8.6424e-05 | 0.98795 | 3.2666e-07 | 0.99431 | 0.98514 | 0.893 | 1 | 1.7269e-05 | 7.1309e-05 | 1.6626e-05 | 7.1978e-05 | 0.82295 | 2.7213e-07
876 |  | 0 | 0 | 0 | 0 | 1 | 0 |  | 0 | 0 | 0 | 0 | 1 | 0 | 0.99299 | 0.98224 | 0.99283 | 0.98434 | 0.99681 | 0.99742 | 0.99785 | 0.99812 | 0.99827 | 0.99837 | 1.4721e-05 | 7.5664e-05 | 1.9499e-05 | 8.9623e-05 | 0.98787 | 3.7318e-07 | 0.99431 | 0.98434 | 0.892 | 1 | 1.2211e-05 | 6.2804e-05 | 1.6192e-05 | 7.4442e-05 | 0.82067 | 3.1005e-07
877 |  | 0 | 0 | 0 | 0 | 1 | 0 |  | 0 | 0 | 0 | 0 | 1 | 0 | 0.99299 | 0.98196 | 0.99283 | 0.98519 | 0.99681 | 0.99742 | 0.99785 | 0.99812 | 0.99827 | 0.99837 | 1.0091e-05 | 6.889e-05 | 1.7977e-05 | 9.4764e-05 | 0.98786 | 4.3028e-07 | 0.99431 | 0.98519 | 0.891 | 1 | 8.3739e-06 | 5.72e-05 | 1.4933e-05 | 7.8738e-05 | 0.82093 | 3.576e-07
878 |  | 0 | 0 | 0 | 0 | 1 | 0 |  | 0 | 0 | 0 | 0 | 1 | 0 | 0.99299 | 0.98251 | 0.99283 | 0.98484 | 0.99681 | 0.99742 | 0.99785 | 0.99812 | 0.99827 | 0.99837 | 1.2335e-05 | 6.4602e-05 | 1.5875e-05 | 8.9466e-05 | 0.98794 | 5.0068e-07 | 0.99431 | 0.98484 | 0.89 | 1 | 1.0223e-05 | 5.3571e-05 | 1.317e-05 | 7.424e-05 | 0.81994 | 4.1557e-07
879 |  | 0 | 0 | 0 | 0 | 1 | 0 |  | 0 | 0 | 0 | 0 | 1 | 0 | 0.99299 | 0.98215 | 0.99283 | 0.98659 | 0.99681 | 0.99742 | 0.99785 | 0.99812 | 0.99827 | 0.99837 | 1.4677e-05 | 6.1819e-05 | 1.3557e-05 | 7.7168e-05 | 0.98811 | 5.8792e-07 | 0.99431 | 0.98659 | 0.88901 | 1 | 1.2188e-05 | 5.1369e-05 | 1.127e-05 | 6.4168e-05 | 0.82178 | 4.89e-07
880 |  | 0 | 0 | 0 | 0 | 1 | 0 |  | 0 | 0 | 0 | 0 | 1 | 0 | 0.99299 | 0.98256 | 0.99283 | 0.98465 | 0.99681 | 0.99742 | 0.99785 | 0.99812 | 0.99827 | 0.99837 | 1.9293e-05 | 5.966e-05 | 1.127e-05 | 7.5693e-05 | 0.98828 | 6.9664e-07 | 0.99431 | 0.98465 | 0.88801 | 1 | 1.5948e-05 | 4.9345e-05 | 9.3259e-06 | 6.265e-05 | 0.81812 | 5.7675e-07
881 |  | 0 | 0 | 0 | 0 | 1 | 0 |  | 0 | 0 | 0 | 0 | 1 | 0 | 0.99323 | 0.983 | 0.99307 | 0.98592 | 0.99692 | 0.99751 | 0.99792 | 0.99818 | 0.99833 | 0.99842 | 2.2726e-05 | 5.7549e-05 | 9.4125e-06 | 7.6762e-05 | 0.98834 | 8.3293e-07 | 0.9945 | 0.98592 | 0.88562 | 1 | 1.8806e-05 | 4.7651e-05 | 7.7969e-06 | 6.3602e-05 | 0.81902 | 6.903e-07
882 |  | 0 | 0 | 0 | 0 | 1 | 0 |  | 0 | 0 | 0 | 0 | 1 | 0 | 0.99346 | 0.98144 | 0.99331 | 0.98624 | 0.99702 | 0.99759 | 0.998 | 0.99824 | 0.99839 | 0.99848 | 1.6678e-05 | 5.5282e-05 | 7.9506e-06 | 6.8061e-05 | 0.98815 | 1.0048e-06 | 0.99469 | 0.98624 | 0.88322 | 1 | 1.3761e-05 | 4.5641e-05 | 6.5667e-06 | 5.6228e-05 | 0.81647 | 8.3032e-07
883 |  | 0 | 0 | 0 | 0 | 1 | 0 |  | 0 | 0 | 0 | 0 | 1 | 0 | 0.99369 | 0.98277 | 0.99355 | 0.98666 | 0.99713 | 0.99768 | 0.99807 | 0.9983 | 0.99845 | 0.99853 | 1.3828e-05 | 5.2937e-05 | 6.7591e-06 | 5.3997e-05 | 0.98762 | 1.223e-06 | 0.99488 | 0.98666 | 0.88083 | 1 | 1.1413e-05 | 4.3716e-05 | 5.5839e-06 | 4.462e-05 | 0.81622 | 1.0108e-06
884 |  | 0 | 0 | 0 | 0 | 1 | 0 |  | 0 | 0 | 0 | 0 | 1 | 0 | 0.99393 | 0.98206 | 0.99379 | 0.98513 | 0.99724 | 0.99777 | 0.99814 | 0.99837 | 0.9985 | 0.99859 | 1.9225e-05 | 5.0678e-05 | 5.6626e-06 | 3.8957e-05 | 0.98675 | 1.5064e-06 | 0.99507 | 0.98513 | 0.87843 | 1 | 1.5776e-05 | 4.1609e-05 | 4.6509e-06 | 3.2004e-05 | 0.81076 | 1.2378e-06
885 |  | 0 | 0 | 0 | 0 | 1 | 0 |  | 0 | 0 | 0 | 0 | 1 | 0 | 0.99416 | 0.98208 | 0.99402 | 0.98725 | 0.99734 | 0.99785 | 0.99821 | 0.99843 | 0.99856 | 0.99864 | 2.1443e-05 | 4.8584e-05 | 4.5455e-06 | 3.068e-05 | 0.98581 | 1.8783e-06 | 0.99526 | 0.98725 | 0.87603 | 1 | 1.7638e-05 | 3.9982e-05 | 3.742e-06 | 2.5263e-05 | 0.81185 | 1.547e-06
886 |  | 0 | 0 | 0 | 0 | 1 | 0 |  | 0 | 0 | 0 | 0 | 1 | 0 | 0.99451 | 0.98233 | 0.99438 | 0.98548 | 0.9975 | 0.99798 | 0.99832 | 0.99852 | 0.99865 | 0.99872 | 2.9424e-05 | 4.6607e-05 | 3.4647e-06 | 2.7549e-05 | 0.9851 | 2.3663e-06 | 0.99554 | 0.98548 | 0.87363 | 1 | 2.4083e-05 | 3.8166e-05 | 2.8382e-06 | 2.2572e-05 | 0.80722 | 1.9391e-06
887 |  | 0 | 0 | 0 | 0 | 1 | 0 |  | 0 | 0 | 0 | 0 | 1 | 0 | 0.99486 | 0.98112 | 0.99474 | 0.98603 | 0.99766 | 0.99811 | 0.99843 | 0.99862 | 0.99873 | 0.9988 | 3.6283e-05 | 4.4662e-05 | 2.5112e-06 | 2.6541e-05 | 0.9848 | 3.0121e-06 | 0.99582 | 0.98603 | 0.87123 | 1 | 2.9647e-05 | 3.6509e-05 | 2.0534e-06 | 2.1707e-05 | 0.80554 | 2.4639e-06
888 |  | 0 | 0 | 0 | 0 | 1 | 0 |  | 0 | 0 | 0 | 0 | 1 | 0 | 0.99521 | 0.98185 | 0.9951 | 0.98701 | 0.99782 | 0.99824 | 0.99853 | 0.99871 | 0.99882 | 0.99888 | 3.9326e-05 | 4.2683e-05 | 1.7533e-06 | 2.6117e-05 | 0.98487 | 3.8747e-06 | 0.99611 | 0.98701 | 0.86883 | 1 | 3.2169e-05 | 3.493e-05 | 1.4352e-06 | 2.1383e-05 | 0.80645 | 3.173e-06
889 |  | 0 | 0 | 0 | 0 | 1 | 0 |  | 0 | 0 | 0 | 0 | 1 | 0 | 0.99556 | 0.98155 | 0.99546 | 0.98554 | 0.99798 | 0.99837 | 0.99864 | 0.99881 | 0.99891 | 0.99897 | 3.8128e-05 | 4.0655e-05 | 1.2083e-06 | 2.5754e-05 | 0.9851 | 5.0381e-06 | 0.99639 | 0.98554 | 0.86643 | 1 | 3.1037e-05 | 3.3107e-05 | 9.8426e-07 | 2.0982e-05 | 0.80264 | 4.1052e-06
890 |  | 0 | 0 | 0 | 0 | 1 | 0 |  | 0 | 0 | 0 | 0 | 1 | 0 | 0.99591 | 0.98144 | 0.99581 | 0.98657 | 0.99814 | 0.9985 | 0.99875 | 0.9989 | 0.99899 | 0.99905 | 3.4537e-05 | 3.8595e-05 | 8.458e-07 | 2.5391e-05 | 0.98531 | 6.6218e-06 | 0.99668 | 0.98657 | 0.86404 | 1 | 2.8124e-05 | 3.144e-05 | 6.8917e-07 | 2.0692e-05 | 0.80304 | 5.3972e-06
891 |  | 0 | 0 | 0 | 0 | 1 | 0 |  | 0 | 0 | 0 | 0 | 1 | 0 | 0.99544 | 0.98177 | 0.99534 | 0.98527 | 0.99793 | 0.99832 | 0.9986 | 0.99878 | 0.99888 | 0.99894 | 3.1733e-05 | 3.6515e-05 | 6.1415e-07 | 2.5078e-05 | 0.98539 | 8.7986e-06 | 0.9963 | 0.98527 | 0.86154 | 1 | 2.5667e-05 | 2.9547e-05 | 4.9709e-07 | 2.0302e-05 | 0.79779 | 7.124e-06
892 |  | 0 | 0 | 0 | 0 | 1 | 0 |  | 0 | 0 | 0 | 0 | 1 | 0 | 0.99498 | 0.98218 | 0.99486 | 0.98661 | 0.99771 | 0.99815 | 0.99846 | 0.99865 | 0.99876 | 0.99883 | 3.1117e-05 | 3.44e-05 | 4.6725e-07 | 2.4819e-05 | 0.98526 | 1.1819e-05 | 0.99592 | 0.98661 | 0.85903 | 1 | 2.5136e-05 | 2.78e-05 | 3.7772e-07 | 2.0068e-05 | 0.79671 | 9.5575e-06
893 |  | 0 | 0 | 0 | 0 | 1 | 0 |  | 0 | 0 | 0 | 0 | 1 | 0 | 0.99451 | 0.98133 | 0.99438 | 0.98513 | 0.9975 | 0.99798 | 0.99832 | 0.99852 | 0.99865 | 0.99872 | 3.1103e-05 | 3.221e-05 | 3.7363e-07 | 2.4539e-05 | 0.98487 | 1.6046e-05 | 0.99554 | 0.98513 | 0.85653 | 1 | 2.4916e-05 | 2.5815e-05 | 2.9955e-07 | 1.9678e-05 | 0.78986 | 1.2869e-05
894 |  | 0 | 0 | 0 | 0 | 1 | 0 |  | 0 | 0 | 0 | 0 | 1 | 0 | 0.99404 | 0.98093 | 0.99391 | 0.98545 | 0.99729 | 0.99781 | 0.99817 | 0.9984 | 0.99853 | 0.99861 | 3.4767e-05 | 2.991e-05 | 3.1415e-07 | 2.4135e-05 | 0.98417 | 2.2006e-05 | 0.99516 | 0.98545 | 0.85403 | 1 | 2.7734e-05 | 2.3872e-05 | 2.5082e-07 | 1.9274e-05 | 0.78606 | 1.7578e-05
895 |  | 0 | 0 | 0 | 0 | 1 | 0 |  | 0 | 0 | 0 | 0 | 1 | 0 | 0.99358 | 0.98147 | 0.99343 | 0.98572 | 0.99708 | 0.99764 | 0.99803 | 0.99827 | 0.99842 | 0.9985 | 3.1587e-05 | 2.7516e-05 | 2.7943e-07 | 2.361e-05 | 0.98325 | 3.0943e-05 | 0.99478 | 0.98572 | 0.85153 | 1 | 2.5112e-05 | 2.1888e-05 | 2.2236e-07 | 1.8793e-05 | 0.78276 | 2.4636e-05
896 |  | 0 | 0 | 0 | 0 | 1 | 0 |  | 0 | 0 | 0 | 0 | 1 | 0 | 0.99416 | 0.98173 | 0.99402 | 0.98499 | 0.99734 | 0.99785 | 0.99821 | 0.99843 | 0.99856 | 0.99864 | 2.9493e-05 | 2.5125e-05 | 2.6112e-07 | 2.3069e-05 | 0.98229 | 4.4267e-05 | 0.99526 | 0.98499 | 0.84902 | 1 | 2.3396e-05 | 1.9941e-05 | 2.0731e-07 | 1.832e-05 | 0.78015 | 3.516e-05
897 |  | 0 | 0 | 0 | 0 | 1 | 0 |  | 0 | 0 | 0 | 0 | 1 | 0 | 0.99474 | 0.9815 | 0.99462 | 0.98546 | 0.99761 | 0.99807 | 0.99839 | 0.99859 | 0.9987 | 0.99878 | 2.9147e-05 | 2.282e-05 | 2.5684e-07 | 2.2513e-05 | 0.98138 | 6.4309e-05 | 0.99573 | 0.98546 | 0.84652 | 1 | 2.3114e-05 | 1.8104e-05 | 2.0384e-07 | 1.787e-05 | 0.7791 | 5.1057e-05
898 |  | 0 | 0 | 0 | 0 | 1 | 0 |  | 0 | 0 | 0 | 0 | 1 | 0 | 0.99533 | 0.98064 | 0.99522 | 0.98434 | 0.99787 | 0.99828 | 0.99857 | 0.99874 | 0.99885 | 0.99891 | 2.895e-05 | 2.0661e-05 | 2.671e-07 | 2.1851e-05 | 0.98066 | 9.4917e-05 | 0.9962 | 0.98434 | 0.84402 | 1 | 2.2862e-05 | 1.6323e-05 | 2.1108e-07 | 1.7271e-05 | 0.77519 | 7.5034e-05
899 |  | 0 | 0 | 0 | 0 | 1 | 0 |  | 0 | 0 | 0 | 0 | 1 | 0 | 0.99591 | 0.98141 | 0.99581 | 0.9863 | 0.99814 | 0.9985 | 0.99875 | 0.9989 | 0.99899 | 0.99905 | 2.9682e-05 | 1.8697e-05 | 2.9565e-07 | 2.0986e-05 | 0.98023 | 0.00014237 | 0.99668 | 0.9863 | 0.84152 | 1 | 2.3527e-05 | 1.4825e-05 | 2.3448e-07 | 1.6647e-05 | 0.77762 | 0.00011295
900 |  | 0 | 0 | 0 | 0 | 1 | 0 |  | 0 | 0 | 0 | 0 | 1 | 0 | 0.99649 | 0.98126 | 0.99641 | 0.98492 | 0.9984 | 0.99871 | 0.99893 | 0.99906 | 0.99914 | 0.99918 | 2.9393e-05 | 1.6961e-05 | 3.5208e-07 | 1.9876e-05 | 0.98011 | 0.0002171 | 0.99715 | 0.98492 | 0.83901 | 1 | 2.3205e-05 | 1.3394e-05 | 2.781e-07 | 1.5702e-05 | 0.77434 | 0.00017153
901 |  | 0 | 0 | 0 | 0 | 1 | 0 |  | 0 | 0 | 0 | 0 | 1 | 0 | 0.99614 | 0.98096 | 0.99605 | 0.98674 | 0.99825 | 0.99858 | 0.99882 | 0.99896 | 0.99905 | 0.9991 | 2.6584e-05 | 1.5481e-05 | 4.5954e-07 | 1.8564e-05 | 0.98016 | 0.00033645 | 0.99687 | 0.98674 | 0.83572 | 1 | 2.0951e-05 | 1.2205e-05 | 3.6238e-07 | 1.4641e-05 | 0.7731 | 0.00026539
902 |  | 0 | 0 | 0 | 0 | 1 | 0 |  | 0 | 0 | 0 | 0 | 1 | 0 | 0.99579 | 0.98235 | 0.99569 | 0.98594 | 0.99809 | 0.99845 | 0.99871 | 0.99887 | 0.99896 | 0.99902 | 2.4564e-05 | 1.428e-05 | 6.8214e-07 | 1.7153e-05 | 0.98004 | 0.00052918 | 0.99658 | 0.98594 | 0.83242 | 1 | 1.9257e-05 | 1.1198e-05 | 5.3509e-07 | 1.3458e-05 | 0.76897 | 0.00041523
903 |  | 0 | 0 | 0 | 0 | 1 | 0 |  | 0 | 0 | 0 | 0 | 1 | 0 | 0.99544 | 0.98042 | 0.99534 | 0.98511 | 0.99793 | 0.99832 | 0.9986 | 0.99878 | 0.99888 | 0.99894 | 2.03e-05 | 1.3364e-05 | 1.1899e-06 | 1.5767e-05 | 0.97932 | 0.00084243 | 0.9963 | 0.98511 | 0.82912 | 1 | 1.5775e-05 | 1.0389e-05 | 9.2526e-07 | 1.2263e-05 | 0.76174 | 0.00065531
904 |  | 0 | 0 | 0 | 0 | 1 | 0 |  | 0 | 0 | 0 | 0 | 1 | 0 | 0.99509 | 0.98167 | 0.99498 | 0.98607 | 0.99777 | 0.99819 | 0.9985 | 0.99868 | 0.99879 | 0.99886 | 1.6962e-05 | 1.2763e-05 | 7.2106e-05 | 1.452e-05 | 0.97781 | 0.0014259 | 0.99601 | 0.98607 | 0.82582 | 1 | 1.3156e-05 | 9.903e-06 | 5.5967e-05 | 1.1272e-05 | 0.75918 | 0.0011072
905 |  | 0 | 0 | 0 | 0 | 1 | 0 |  | 0 | 0 | 0 | 0 | 1 | 0 | 0.99474 | 0.98098 | 0.99462 | 0.98603 | 0.99761 | 0.99807 | 0.99839 | 0.99859 | 0.9987 | 0.99878 | 1.443e-05 | 1.2408e-05 | 3.4521e-05 | 1.3412e-05 | 0.97526 | 0.0024728 | 0.99573 | 0.98603 | 0.82252 | 1 | 1.1126e-05 | 9.5713e-06 | 2.6637e-05 | 1.0351e-05 | 0.75276 | 0.0019088
906 |  | 0 | 0 | 0 | 0 | 1 | 0 |  | 0 | 0 | 0 | 0 | 1 | 0 | 0.99463 | 0.98043 | 0.9945 | 0.9863 | 0.99755 | 0.99802 | 0.99835 | 0.99856 | 0.99868 | 0.99875 | 1.2895e-05 | 1.228e-05 | 2.1474e-05 | 1.2424e-05 | 0.97077 | 0.0043831 | 0.99563 | 0.9863 | 0.81923 | 1 | 9.8984e-06 | 9.4307e-06 | 1.6497e-05 | 9.5467e-06 | 0.74601 | 0.0033685
907 |  | 0 | 0 | 0 | 0 | 1 | 0 |  | 0 | 0 | 0 | 0 | 1 | 0 | 0.99451 | 0.98042 | 0.99438 | 0.98596 | 0.9975 | 0.99798 | 0.99832 | 0.99852 | 0.99865 | 0.99872 | 1.2099e-05 | 1.236e-05 | 1.5649e-05 | 1.1531e-05 | 0.96438 | 0.0078895 | 0.99554 | 0.98596 | 0.81593 | 1 | 9.2399e-06 | 9.444e-06 | 1.1961e-05 | 8.8151e-06 | 0.73732 | 0.0060325
908 |  | 0 | 0 | 0 | 0 | 1 | 1 |  | 0 | 0 | 0 | 0 | 1 | 0 | 0.99439 | 0.98089 | 0.99426 | 0.98745 | 0.99745 | 0.99794 | 0.99828 | 0.99849 | 0.99862 | 0.99869 | 1.1771e-05 | 1.2636e-05 | 1.9706e-05 | 1.071e-05 | 0.95748 | 0.01423 | 0.99545 | 0.98745 | 0.81263 | 1 | 8.9811e-06 | 9.6457e-06 | 1.5048e-05 | 8.1796e-06 | 0.73139 | 0.01087
909 |  | 0 | 0 | 0 | 0 | 1 | 1 |  | 0 | 0 | 0 | 0 | 1 | 0 | 0.99428 | 0.98027 | 0.99414 | 0.98596 | 0.9974 | 0.99789 | 0.99825 | 0.99846 | 0.99859 | 0.99867 | 1.1758e-05 | 1.3096e-05 | 3.1683e-05 | 9.9422e-06 | 0.95146 | 0.025172 | 0.99535 | 0.98596 | 0.80933 | 1 | 8.8985e-06 | 9.9165e-06 | 2.3999e-05 | 7.5325e-06 | 0.72095 | 0.019075
910 |  | 0 | 0 | 0 | 0 | 1 | 1 |  | 0 | 0 | 0 | 0 | 1 | 0 | 0.99416 | 0.98099 | 0.99402 | 0.98701 | 0.99734 | 0.99785 | 0.99821 | 0.99843 | 0.99856 | 0.99864 | 1.2003e-05 | 1.3731e-05 | 6.4732e-06 | 9.2152e-06 | 0.94546 | 0.04269 | 0.99526 | 0.98701 | 0.80603 | 1 | 9.0697e-06 | 1.0381e-05 | 4.8955e-06 | 6.9707e-06 | 0.71527 | 0.032299
911 |  | 0 | 0 | 0 | 0 | 1 | 1 |  | 0 | 0 | 0 | 0 | 1 | 0 | 0.99416 | 0.98037 | 0.99402 | 0.98686 | 0.99734 | 0.99785 | 0.99821 | 0.99843 | 0.99856 | 0.99864 | 1.2521e-05 | 1.4536e-05 | 1.076e-05 | 8.5176e-06 | 0.9335 | 0.068286 | 0.99526 | 0.98686 | 0.80263 | 1 | 9.4124e-06 | 1.0933e-05 | 8.0953e-06 | 6.4097e-06 | 0.70258 | 0.051397
912 |  | 0 | 0 | 0 | 0 | 1 | 1 |  | 0 | 0 | 0 | 0 | 0.96 | 0.04 | 0.99416 | 0.98069 | 0.99402 | 0.98597 | 0.99734 | 0.99785 | 0.99821 | 0.99843 | 0.99856 | 0.99864 | 1.341e-05 | 1.5502e-05 | 1.3412e-05 | 7.8423e-06 | 0.90938 | 0.098491 | 0.99526 | 0.98597 | 0.79922 | 1 | 1.0023e-05 | 1.1592e-05 | 1.0033e-05 | 5.8678e-06 | 0.68052 | 0.07371
913 |  | 0 | 0 | 0 | 0 | 1 | 1 |  | 0 | 0 | 0 | 0 | 0.92 | 0.08 | 0.99416 | 0.98119 | 0.99402 | 0.98574 | 0.99734 | 0.99785 | 0.99821 | 0.99843 | 0.99856 | 0.99864 | 1.4755e-05 | 1.6574e-05 | 1.0971e-05 | 7.1871e-06 | 0.88218 | 0.12722 | 0.99526 | 0.98574 | 0.79582 | 1 | 1.0982e-05 | 1.2342e-05 | 8.1721e-06 | 5.3549e-06 | 0.65738 | 0.094805
914 |  | 0 | 0 | 0 | 0 | 1 | 1 |  | 0 | 0 | 0 | 0 | 0.88 | 0.12 | 0.99416 | 0.97939 | 0.99402 | 0.98517 | 0.99734 | 0.99785 | 0.99821 | 0.99843 | 0.99856 | 0.99864 | 1.6742e-05 | 1.7716e-05 | 1.313e-05 | 6.5588e-06 | 0.85441 | 0.15358 | 0.99526 | 0.98517 | 0.79241 | 1 | 1.237e-05 | 1.3096e-05 | 9.7095e-06 | 4.8513e-06 | 0.63206 | 0.11362
915 |  | 0 | 0 | 0 | 0 | 1 | 1 |  | 0 | 0 | 0 | 0 | 0.84 | 0.16 | 0.99416 | 0.97953 | 0.99402 | 0.9866 | 0.99734 | 0.99785 | 0.99821 | 0.99843 | 0.99856 | 0.99864 | 1.9558e-05 | 1.8886e-05 | 1.5117e-05 | 5.9659e-06 | 0.82313 | 0.17869 | 0.99526 | 0.9866 | 0.78901 | 1 | 1.4433e-05 | 1.3944e-05 | 1.1165e-05 | 4.4072e-06 | 0.60815 | 0.13203
916 |  | 0 | 0 | 0 | 0 | 1 | 1 |  | 0 | 0 | 0 | 0 | 0.8 | 0.2 | 0.99404 | 0.97982 | 0.99391 | 0.98496 | 0.99729 | 0.99781 | 0.99817 | 0.9984 | 0.99853 | 0.99861 | 2.3213e-05 | 2.0045e-05 | 1.8953e-05 | 5.4164e-06 | 0.78571 | 0.20427 | 0.99516 | 0.98496 | 0.78561 | 1 | 1.6997e-05 | 1.4686e-05 | 1.3891e-05 | 3.9705e-06 | 0.57605 | 0.14978
917 |  | 0 | 0 | 0 | 0 | 1 | 1 |  | 0 | 0 | 0 | 0 | 0.76 | 0.24 | 0.99393 | 0.97988 | 0.99379 | 0.98659 | 0.99724 | 0.99777 | 0.99814 | 0.99837 | 0.9985 | 0.99859 | 2.7435e-05 | 2.1161e-05 | 3.1255e-05 | 4.9156e-06 | 0.74326 | 0.23187 | 0.99507 | 0.98659 | 0.7822 | 1 | 2.0062e-05 | 1.5482e-05 | 2.2876e-05 | 3.5986e-06 | 0.5442 | 0.16979
918 |  | 0 | 0 | 0 | 0 | 1 | 1 |  | 0 | 0 | 0 | 0 | 0.72 | 0.28 | 0.99381 | 0.98003 | 0.99367 | 0.98607 | 0.99718 | 0.99772 | 0.9981 | 0.99834 | 0.99847 | 0.99856 | 3.1658e-05 | 2.2206e-05 | 7.8463e-06 | 4.4682e-06 | 0.7003 | 0.26345 | 0.99497 | 0.98607 | 0.7788 | 1 | 2.302e-05 | 1.6156e-05 | 5.7105e-06 | 3.2527e-06 | 0.50987 | 0.19182
919 |  | 0 | 0 | 0 | 0 | 1 | 1 |  | 0 | 0 | 0 | 0 | 0.68 | 0.32 | 0.99369 | 0.98049 | 0.99355 | 0.9864 | 0.99713 | 0.99768 | 0.99807 | 0.9983 | 0.99845 | 0.99853 | 3.7181e-05 | 2.3161e-05 | 9.7365e-06 | 4.0753e-06 | 0.66237 | 0.29973 | 0.99488 | 0.9864 | 0.77539 | 1 | 2.6938e-05 | 1.679e-05 | 7.0607e-06 | 2.956e-06 | 0.48052 | 0.21745
920 |  | 0 | 0 | 0 | 0 | 1 | 1 |  | 0 | 0 | 0 | 0 | 0.64 | 0.36 | 0.99358 | 0.97916 | 0.99343 | 0.98615 | 0.99708 | 0.99764 | 0.99803 | 0.99827 | 0.99842 | 0.9985 | 4.5062e-05 | 2.4034e-05 | 6.9324e-06 | 3.7238e-06 | 0.62318 | 0.33865 | 0.99478 | 0.98615 | 0.77198 | 1 | 3.243e-05 | 1.7307e-05 | 4.9938e-06 | 2.6831e-06 | 0.44909 | 0.24406
921 |  | 0 | 0 | 0 | 0 | 1 | 1 |  | 0 | 0 | 0 | 0 | 0.6 | 0.4 | 0.99334 | 0.98116 | 0.99319 | 0.98603 | 0.99697 | 0.99755 | 0.99796 | 0.99821 | 0.99836 | 0.99845 | 5.3612e-05 | 2.4818e-05 | 8.6129e-06 | 3.4082e-06 | 0.57664 | 0.37989 | 0.99459 | 0.98603 | 0.76768 | 1 | 3.8408e-05 | 1.7791e-05 | 6.1765e-06 | 2.4447e-06 | 0.41369 | 0.27257
922 |  | 0 | 0 | 0 | 0 | 1 | 1 |  | 0 | 0 | 0 | 0 | 0.56 | 0.44 | 0.99311 | 0.9796 | 0.99295 | 0.98551 | 0.99686 | 0.99746 | 0.99789 | 0.99815 | 0.9983 | 0.9984 | 6.0084e-05 | 2.5503e-05 | 1.5141e-05 | 3.1236e-06 | 0.52829 | 0.42357 | 0.9944 | 0.98551 | 0.76338 | 1 | 4.2658e-05 | 1.8117e-05 | 1.0761e-05 | 2.2205e-06 | 0.37561 | 0.30118
923 |  | 0 | 0 | 0 | 0 | 1 | 1 |  | 0 | 0 | 0 | 0 | 0.52 | 0.48 | 0.99288 | 0.9793 | 0.99271 | 0.98593 | 0.99676 | 0.99738 | 0.99782 | 0.99809 | 0.99824 | 0.99834 | 6.2776e-05 | 2.6072e-05 | 1.8926e-05 | 2.8658e-06 | 0.48067 | 0.46988 | 0.99421 | 0.98593 | 0.75908 | 1 | 4.4308e-05 | 1.8413e-05 | 1.3372e-05 | 2.0254e-06 | 0.33977 | 0.33217
924 |  | 0 | 0 | 0 | 0 | 1 | 1 |  | 0 | 0 | 0 | 0 | 0.48 | 0.52 | 0.99265 | 0.97901 | 0.99248 | 0.98711 | 0.99665 | 0.99729 | 0.99775 | 0.99802 | 0.99819 | 0.99829 | 6.2729e-05 | 2.651e-05 | 1.0393e-05 | 2.6312e-06 | 0.42065 | 0.51886 | 0.99403 | 0.98711 | 0.75478 | 1 | 4.4082e-05 | 1.8642e-05 | 7.3115e-06 | 1.8516e-06 | 0.29606 | 0.36522
925 |  | 0 | 0 | 0 | 0 | 1 | 1 |  | 0 | 0 | 0 | 0 | 0.44 | 0.56 | 0.99241 | 0.97912 | 0.99224 | 0.98477 | 0.99655 | 0.99721 | 0.99767 | 0.99796 | 0.99813 | 0.99823 | 6.1984e-05 | 2.6769e-05 | 1.0186e-05 | 2.4204e-06 | 0.35982 | 0.56997 | 0.99384 | 0.98477 | 0.75048 | 1 | 4.3077e-05 | 1.8616e-05 | 7.0869e-06 | 1.6845e-06 | 0.25046 | 0.39678
926 |  | 0 | 0 | 0 | 0 | 1 | 1 |  | 0 | 0 | 0 | 0 | 0.4 | 0.6 | 0.99171 | 0.98032 | 0.99152 | 0.98736 | 0.99623 | 0.99695 | 0.99746 | 0.99777 | 0.99796 | 0.99807 | 6.1756e-05 | 2.6859e-05 | 1.0705e-05 | 2.228e-06 | 0.31291 | 0.62066 | 0.99327 | 0.98736 | 0.74618 | 1 | 4.2851e-05 | 1.865e-05 | 7.437e-06 | 1.5483e-06 | 0.2175 | 0.43146
927 |  | 0 | 0 | 0 | 0 | 1 | 1 |  | 0 | 0 | 0 | 0 | 0.36 | 0.64 | 0.99102 | 0.97885 | 0.99081 | 0.98439 | 0.99591 | 0.99669 | 0.99725 | 0.99758 | 0.99778 | 0.99791 | 6.161e-05 | 2.6783e-05 | 9.8765e-06 | 2.0521e-06 | 0.26758 | 0.66956 | 0.9927 | 0.98439 | 0.74188 | 1 | 4.2086e-05 | 1.831e-05 | 6.7558e-06 | 1.4042e-06 | 0.18313 | 0.4583
928 |  | 0 | 0 | 0 | 0 | 1 | 1 |  | 0 | 0 | 0 | 0 | 0.32 | 0.68 | 0.99032 | 0.97889 | 0.9901 | 0.98693 | 0.99559 | 0.99643 | 0.99703 | 0.9974 | 0.99761 | 0.99774 | 6.0673e-05 | 2.6539e-05 | 1.0751e-05 | 1.892e-06 | 0.22556 | 0.71588 | 0.99213 | 0.98693 | 0.73758 | 1 | 4.1326e-05 | 1.8091e-05 | 7.3332e-06 | 1.291e-06 | 0.15394 | 0.48865
929 |  | 0 | 0 | 0 | 0 | 1 | 1 |  | 0 | 0 | 0 | 0 | 0.28 | 0.72 | 0.98962 | 0.97949 | 0.98939 | 0.98576 | 0.99527 | 0.99618 | 0.99682 | 0.99721 | 0.99744 | 0.99758 | 5.8714e-05 | 2.6128e-05 | 1.3342e-05 | 1.7472e-06 | 0.18811 | 0.75916 | 0.99157 | 0.98576 | 0.73328 | 1 | 3.9596e-05 | 1.7637e-05 | 9.0117e-06 | 1.1806e-06 | 0.12713 | 0.51316
930 |  | 0 | 0 | 0 | 0 | 1 | 1 |  | 0 | 0 | 0 | 0 | 0.24 | 0.76 | 0.98893 | 0.97894 | 0.98867 | 0.98622 | 0.99495 | 0.99592 | 0.9966 | 0.99702 | 0.99727 | 0.99742 | 5.666e-05 | 2.5556e-05 | 1.1105e-05 | 1.6172e-06 | 0.14964 | 0.79909 | 0.991 | 0.98622 | 0.72898 | 1 | 3.7913e-05 | 1.7117e-05 | 7.443e-06 | 1.0844e-06 | 0.10036 | 0.53602
931 |  | 0 | 0 | 0 | 0 | 1 | 1 |  | 0 | 0 | 0 | 0 | 0.2 | 0.8 | 0.98765 | 0.97904 | 0.98737 | 0.98615 | 0.99437 | 0.99545 | 0.99621 | 0.99667 | 0.99695 | 0.99712 | 5.4957e-05 | 2.48e-05 | 9.9332e-06 | 1.5043e-06 | 0.12435 | 0.83438 | 0.98996 | 0.98615 | 0.72448 | 1 | 3.639e-05 | 1.6439e-05 | 6.5895e-06 | 9.9836e-07 | 0.082556 | 0.55402
932 |  | 0 | 0 | 0 | 0 | 1 | 1 |  | 0 | 0 | 0 | 0 | 0.16 | 0.84 | 0.98638 | 0.97892 | 0.98606 | 0.98487 | 0.99379 | 0.99498 | 0.99582 | 0.99633 | 0.99663 | 0.99682 | 5.4075e-05 | 2.3916e-05 | 1.0172e-05 | 1.4045e-06 | 0.10006 | 0.86531 | 0.98893 | 0.98487 | 0.71999 | 1 | 3.5337e-05 | 1.5647e-05 | 6.6609e-06 | 9.2016e-07 | 0.065576 | 0.56719
933 |  | 0 | 0 | 0 | 0 | 1 | 1 |  | 0 | 0 | 0 | 0 | 0.12 | 0.88 | 0.9851 | 0.97975 | 0.98476 | 0.98732 | 0.9932 | 0.9945 | 0.99542 | 0.99598 | 0.99632 | 0.99652 | 5.4594e-05 | 2.2935e-05 | 1.026e-05 | 1.3162e-06 | 0.075917 | 0.89195 | 0.98789 | 0.98732 | 0.71549 | 1 | 3.5509e-05 | 1.4937e-05 | 6.6884e-06 | 8.5847e-07 | 0.049533 | 0.58209
934 |  | 0 | 0 | 0 | 0 | 1 | 1 |  | 0 | 0 | 0 | 0 | 0.08 | 0.92 | 0.98383 | 0.97848 | 0.98346 | 0.98595 | 0.99262 | 0.99403 | 0.99503 | 0.99564 | 0.996 | 0.99622 | 5.2825e-05 | 2.1885e-05 | 1.0483e-05 | 1.2379e-06 | 0.0525 | 0.91445 | 0.98686 | 0.98595 | 0.71099 | 1 | 3.386e-05 | 1.4048e-05 | 6.7354e-06 | 7.959e-07 | 0.033766 | 0.58826
935 |  | 0 | 0 | 0 | 0 | 1 | 1 |  | 0 | 0 | 0 | 0 | 0.04 | 0.96 | 0.98256 | 0.97991 | 0.98216 | 0.9861 | 0.99204 | 0.99356 | 0.99464 | 0.99529 | 0.99568 | 0.99592 | 4.65e-05 | 2.0794e-05 | 1.0876e-05 | 1.1684e-06 | 0.031514 | 0.9331 | 0.98582 | 0.9861 | 0.7065 | 1 | 2.9544e-05 | 1.3232e-05 | 6.9278e-06 | 7.448e-07 | 0.020096 | 0.59517
936 |  | 0 | 0 | 0 | 0 | 1 | 1 |  | 0 | 0 | 0 | 0 | 0 | 1 | 0.98164 | 0.97918 | 0.98122 | 0.9857 | 0.99162 | 0.99322 | 0.99435 | 0.99504 | 0.99545 | 0.9957 | 4.09e-05 | 1.9694e-05 | 9.0079e-06 | 1.1066e-06 | 0.016375 | 0.9482 | 0.98507 | 0.9857 | 0.702 | 1 | 2.5701e-05 | 1.2395e-05 | 5.6759e-06 | 6.9778e-07 | 0.010329 | 0.59828
937 |  | 0 | 0 | 0 | 0 | 1 | 1 |  | 0 | 0 | 0 | 0 | 0 | 1 | 0.98072 | 0.97866 | 0.98028 | 0.98645 | 0.99119 | 0.99288 | 0.99406 | 0.99479 | 0.99522 | 0.99549 | 4.3965e-05 | 1.8628e-05 | 8.1935e-06 | 1.0517e-06 | 0.0083676 | 0.95989 | 0.98432 | 0.98645 | 0.69751 | 1 | 2.7392e-05 | 1.1626e-05 | 5.1196e-06 | 6.5762e-07 | 0.0052345 | 0.60064
938 |  | 0 | 0 | 0 | 0 | 1 | 1 |  | 0 | 0 | 0 | 0 | 0 | 1 | 0.9798 | 0.97861 | 0.97933 | 0.98515 | 0.99077 | 0.99253 | 0.99378 | 0.99454 | 0.99499 | 0.99527 | 5.0975e-05 | 1.7619e-05 | 7.0405e-06 | 1.001e-06 | 0.0041436 | 0.96925 | 0.98357 | 0.98515 | 0.69301 | 1 | 3.1373e-05 | 1.0863e-05 | 4.3463e-06 | 6.1845e-07 | 0.0025611 | 0.59925
939 |  | 0 | 0 | 0 | 0 | 1 | 1 |  | 0 | 0 | 0 | 0 | 0 | 1 | 0.97888 | 0.97864 | 0.97839 | 0.98635 | 0.99035 | 0.99219 | 0.99349 | 0.99429 | 0.99476 | 0.99505 | 6.8741e-05 | 1.6682e-05 | 5.8957e-06 | 9.5388e-07 | 0.0020817 | 0.97655 | 0.98282 | 0.98635 | 0.68851 | 1 | 4.2007e-05 | 1.0213e-05 | 3.6142e-06 | 5.8522e-07 | 0.0012778 | 0.59959
940 |  | 0 | 0 | 0 | 0 | 0 | 1 |  | 0 | 0 | 0 | 0 | 0 | 1 | 0.97796 | 0.97846 | 0.97745 | 0.98556 | 0.98992 | 0.99185 | 0.99321 | 0.99404 | 0.99453 | 0.99484 | 9.359e-05 | 1.5829e-05 | 4.9216e-06 | 9.0953e-07 | 0.001083 | 0.98203 | 0.98207 | 0.98556 | 0.68402 | 1 | 5.6541e-05 | 9.5814e-06 | 2.9832e-06 | 5.5176e-07 | 0.00065732 | 0.59622
941 |  | 0 | 0 | 0 | 0 | 0 | 1 |  | 0 | 0 | 0 | 0 | 0 | 1 | 0.97819 | 0.97755 | 0.97769 | 0.98559 | 0.99003 | 0.99193 | 0.99328 | 0.9941 | 0.99459 | 0.99489 | 0.0001105 | 1.5067e-05 | 4.0134e-06 | 8.6745e-07 | 0.00058864 | 0.98591 | 0.98225 | 0.98559 | 0.67861 | 1 | 6.6225e-05 | 9.0472e-06 | 2.4131e-06 | 5.22e-07 | 0.00035439 | 0.59376
942 |  | 0 | 0 | 0 | 0 | 0 | 1 |  | 0 | 0 | 0 | 0 | 0 | 1 | 0.97842 | 0.97806 | 0.97792 | 0.98546 | 0.99014 | 0.99202 | 0.99335 | 0.99417 | 0.99465 | 0.99494 | 8.2452e-05 | 1.4428e-05 | 3.5452e-06 | 8.2757e-07 | 0.00036177 | 0.98817 | 0.98244 | 0.98546 | 0.67321 | 1 | 4.9071e-05 | 8.6028e-06 | 2.1168e-06 | 4.9453e-07 | 0.00021629 | 0.59096
943 |  | 0 | 0 | 0 | 0 | 0 | 1 |  | 0 | 0 | 0 | 0 | 0 | 1 | 0.97865 | 0.978 | 0.97816 | 0.9849 | 0.99024 | 0.9921 | 0.99342 | 0.99423 | 0.99471 | 0.995 | 7.5427e-05 | 1.3889e-05 | 3.2123e-06 | 7.8915e-07 | 0.00022713 | 0.98942 | 0.98263 | 0.9849 | 0.6678 | 1 | 4.451e-05 | 8.2117e-06 | 1.9017e-06 | 4.6756e-07 | 0.00013464 | 0.58667
944 |  | 0 | 0 | 0 | 0 | 0 | 1 |  | 0 | 0 | 0 | 0 | 0 | 1 | 0.97888 | 0.97795 | 0.97839 | 0.9859 | 0.99035 | 0.99219 | 0.99349 | 0.99429 | 0.99476 | 0.99505 | 7.2084e-05 | 1.3447e-05 | 2.941e-06 | 7.5199e-07 | 0.00014499 | 0.98996 | 0.98282 | 0.9859 | 0.66239 | 1 | 4.231e-05 | 7.9071e-06 | 1.7317e-06 | 4.4314e-07 | 8.5481e-05 | 0.58382
945 |  | 0 | 0 | 0 | 0 | 0 | 1 |  | 0 | 0 | 0 | 0 | 0 | 1 | 0.97911 | 0.9772 | 0.97863 | 0.98484 | 0.99045 | 0.99228 | 0.99357 | 0.99435 | 0.99482 | 0.99511 | 7.1582e-05 | 1.3097e-05 | 2.5951e-06 | 7.1601e-07 | 9.4221e-05 | 0.99 | 0.983 | 0.98484 | 0.65699 | 1 | 4.1583e-05 | 7.6224e-06 | 1.5123e-06 | 4.1758e-07 | 5.4976e-05 | 0.57781
946 |  | 0 | 0 | 0 | 0 | 0 | 1 |  | 0 | 0 | 0 | 0 | 0 | 1 | 0.97991 | 0.9772 | 0.97945 | 0.98505 | 0.99082 | 0.99258 | 0.99382 | 0.99457 | 0.99502 | 0.9953 | 7.8923e-05 | 1.2839e-05 | 2.0393e-06 | 6.8116e-07 | 6.2461e-05 | 0.98976 | 0.98366 | 0.98505 | 0.65158 | 1 | 4.5613e-05 | 7.4333e-06 | 1.1821e-06 | 3.9516e-07 | 3.6251e-05 | 0.5746
947 |  | 0 | 0 | 0 | 0 | 0 | 1 |  | 0 | 0 | 0 | 0 | 0 | 1 | 0.98072 | 0.97801 | 0.98028 | 0.98401 | 0.99119 | 0.99288 | 0.99406 | 0.99479 | 0.99522 | 0.99549 | 6.5461e-05 | 1.269e-05 | 1.5367e-06 | 6.4779e-07 | 4.3947e-05 | 0.98945 | 0.98432 | 0.98401 | 0.64617 | 1 | 3.7571e-05 | 7.2961e-06 | 8.8455e-07 | 3.7315e-07 | 2.5326e-05 | 0.57036
948 |  | 0 | 0 | 0 | 0 | 0 | 1 |  | 0 | 0 | 0 | 0 | 0 | 1 | 0.98152 | 0.97723 | 0.9811 | 0.98426 | 0.99156 | 0.99318 | 0.99431 | 0.99501 | 0.99542 | 0.99568 | 5.5788e-05 | 1.2633e-05 | 1.071e-06 | 6.1581e-07 | 3.175e-05 | 0.98925 | 0.98498 | 0.98426 | 0.64077 | 1 | 3.1829e-05 | 7.2192e-06 | 6.1271e-07 | 3.5256e-07 | 1.8185e-05 | 0.56674
949 |  | 0 | 0 | 0 | 0 | 0 | 1 |  | 0 | 0 | 0 | 0 | 0 | 1 | 0.98233 | 0.97757 | 0.98193 | 0.98439 | 0.99193 | 0.99348 | 0.99456 | 0.99523 | 0.99563 | 0.99587 | 5.0016e-05 | 1.2655e-05 | 7.2437e-07 | 5.8523e-07 | 2.3417e-05 | 0.98922 | 0.98563 | 0.98439 | 0.63536 | 1 | 2.8388e-05 | 7.1941e-06 | 4.1224e-07 | 3.3327e-07 | 1.3341e-05 | 0.5637
950 |  | 0 | 0 | 0 | 0 | 0 | 1 |  | 0 | 0 | 0 | 0 | 0 | 1 | 0.98314 | 0.97654 | 0.98275 | 0.9833 | 0.9923 | 0.99378 | 0.99481 | 0.99545 | 0.99583 | 0.99606 | 4.655e-05 | 1.2752e-05 | 5.0767e-07 | 5.5615e-07 | 1.7494e-05 | 0.98936 | 0.98629 | 0.9833 | 0.62995 | 1 | 2.6182e-05 | 7.183e-06 | 2.8625e-07 | 3.138e-07 | 9.8745e-06 | 0.55856
951 |  | 0 | 0 | 0 | 0 | 0 | 1 |  | 0 | 0 | 0 | 0 | 0 | 1 | 0.98383 | 0.97701 | 0.98346 | 0.98461 | 0.99262 | 0.99403 | 0.99503 | 0.99564 | 0.996 | 0.99622 | 4.2542e-05 | 1.2919e-05 | 3.9213e-07 | 5.287e-07 | 1.2829e-05 | 0.98966 | 0.98686 | 0.98461 | 0.62435 | 1 | 2.3844e-05 | 7.251e-06 | 2.2032e-07 | 2.9723e-07 | 7.2149e-06 | 0.55671
952 |  | 0 | 0 | 0 | 0 | 0 | 1 |  | 0 | 0 | 0 | 0 | 0 | 1 | 0.98453 | 0.97634 | 0.98417 | 0.9831 | 0.99294 | 0.99429 | 0.99524 | 0.99583 | 0.99617 | 0.99638 | 3.0331e-05 | 1.3161e-05 | 3.431e-07 | 5.0358e-07 | 1.0026e-05 | 0.99011 | 0.98742 | 0.9831 | 0.61874 | 1 | 1.6824e-05 | 7.3097e-06 | 1.9075e-07 | 2.8013e-07 | 5.5791e-06 | 0.55108
953 |  | 0 | 0 | 0 | 0 | 0 | 1 |  | 0 | 0 | 0 | 0 | 0 | 1 | 0.98522 | 0.97705 | 0.98488 | 0.98333 | 0.99326 | 0.99455 | 0.99546 | 0.99602 | 0.99634 | 0.99655 | 2.0638e-05 | 1.3447e-05 | 3.2634e-07 | 4.8049e-07 | 7.82e-06 | 0.9906 | 0.98798 | 0.98333 | 0.61314 | 1 | 1.1383e-05 | 7.4266e-06 | 1.804e-07 | 2.6576e-07 | 4.3267e-06 | 0.5482
954 |  | 0 | 0 | 0 | 0 | 0 | 1 |  | 0 | 0 | 0 | 0 | 0 | 1 | 0.98591 | 0.97708 | 0.98559 | 0.98367 | 0.99358 | 0.9948 | 0.99567 | 0.9962 | 0.99652 | 0.99671 | 1.2966e-05 | 1.376e-05 | 3.4015e-07 | 4.5939e-07 | 6.1524e-06 | 0.99106 | 0.98855 | 0.98367 | 0.60754 | 1 | 7.108e-06 | 7.5526e-06 | 1.8686e-07 | 2.525e-07 | 3.3827e-06 | 0.54501
955 |  | 0 | 0 | 0 | 0 | 0 | 1 |  | 0 | 0 | 0 | 0 | 0 | 1 | 0.98661 | 0.9762 | 0.9863 | 0.98385 | 0.99389 | 0.99506 | 0.99589 | 0.99639 | 0.99669 | 0.99687 | 7.4762e-06 | 1.4087e-05 | 3.9545e-07 | 4.4029e-07 | 5.0588e-06 | 0.99147 | 0.98912 | 0.98385 | 0.60193 | 1 | 4.0678e-06 | 7.6738e-06 | 2.156e-07 | 2.4017e-07 | 2.7603e-06 | 0.54108
956 |  | 0 | 0 | 0 | 0 | 0 | 1 |  | 0 | 0 | 0 | 0 | 0 | 1 | 0.98707 | 0.9762 | 0.98678 | 0.98457 | 0.99411 | 0.99523 | 0.99603 | 0.99652 | 0.9968 | 0.99698 | 4.9855e-06 | 1.4412e-05 | 5.1834e-07 | 4.233e-07 | 4.6744e-06 | 0.99178 | 0.98949 | 0.98457 | 0.59633 | 1 | 2.6955e-06 | 7.8008e-06 | 2.8079e-07 | 2.2942e-07 | 2.5341e-06 | 0.53777
957 |  | 0 | 0 | 0 | 0 | 0 | 1 |  | 0 | 0 | 0 | 0 | 0 | 1 | 0.98754 | 0.97773 | 0.98725 | 0.98172 | 0.99432 | 0.9954 | 0.99617 | 0.99664 | 0.99692 | 0.99709 | 3.7998e-06 | 1.4708e-05 | 1.7535e-06 | 4.0888e-07 | 3.57e-06 | 0.99195 | 0.98987 | 0.98172 | 0.59073 | 1 | 2.0297e-06 | 7.865e-06 | 9.3836e-07 | 2.1892e-07 | 1.9119e-06 | 0.53133
958 |  | 0 | 0 | 0 | 0 | 0 | 1 |  | 0 | 0 | 0 | 0 | 0 | 1 | 0.988 | 0.97606 | 0.98772 | 0.98448 | 0.99453 | 0.99558 | 0.99632 | 0.99677 | 0.99703 | 0.9972 | 3.0237e-06 | 1.497e-05 | 2.3007e-06 | 3.9626e-07 | 2.7474e-06 | 0.99202 | 0.99025 | 0.98448 | 0.58512 | 1 | 1.6085e-06 | 7.9719e-06 | 1.2261e-06 | 2.1127e-07 | 1.4652e-06 | 0.52914
959 |  | 0 | 0 | 0 | 0 | 0 | 1 |  | 0 | 0 | 0 | 0 | 0 | 1 | 0.98846 | 0.976 | 0.9882 | 0.98317 | 0.99474 | 0.99575 | 0.99646 | 0.99689 | 0.99715 | 0.99731 | 2.5112e-06 | 1.5192e-05 | 5.0205e-05 | 3.853e-07 | 2.1852e-06 | 0.99202 | 0.99062 | 0.98317 | 0.57952 | 1 | 1.3216e-06 | 8.003e-06 | 2.6467e-05 | 2.0321e-07 | 1.1528e-06 | 0.52341
960 |  | 0 | 0 | 0 | 0 | 0 | 1 |  | 0 | 0 | 0 | 0 | 0 | 1 | 0.98893 | 0.97643 | 0.98867 | 0.98444 | 0.99495 | 0.99592 | 0.9966 | 0.99702 | 0.99727 | 0.99742 | 2.1601e-06 | 1.537e-05 | 0.00014152 | 3.7586e-07 | 1.8041e-06 | 0.99197 | 0.991 | 0.98444 | 0.5739 | 1 | 1.1309e-06 | 8.0548e-06 | 7.4213e-05 | 1.9718e-07 | 9.4674e-07 | 0.52062
961 |  | 0 | 0 | 0 | 0 | 0 | 1 |  | 0 | 0 | 0 | 0 | 0 | 1 | 0.98927 | 0.9765 | 0.98903 | 0.98274 | 0.99511 | 0.99605 | 0.99671 | 0.99711 | 0.99735 | 0.9975 | 1.9242e-06 | 1.5491e-05 | 2.7356e-05 | 3.6804e-07 | 1.48e-06 | 0.99191 | 0.99128 | 0.98274 | 0.5672 | 1 | 9.9343e-07 | 8.005e-06 | 1.4146e-05 | 1.9039e-07 | 7.658e-07 | 0.51332
962 |  | 0 | 0 | 0 | 0 | 0 | 1 |  | 0 | 0 | 0 | 0 | 0 | 1 | 0.98962 | 0.97634 | 0.98939 | 0.98489 | 0.99527 | 0.99618 | 0.99682 | 0.99721 | 0.99744 | 0.99758 | 1.7521e-06 | 1.5552e-05 | 6.3094e-06 | 3.6142e-07 | 1.3532e-06 | 0.99191 | 0.99157 | 0.98489 | 0.5605 | 1 | 8.9872e-07 | 7.9843e-06 | 3.2413e-06 | 1.8574e-07 | 6.9558e-07 | 0.50996
963 |  | 0 | 0 | 0 | 0 | 0 | 1 |  | 0 | 0 | 0 | 0 | 0 | 1 | 0.98997 | 0.9756 | 0.98974 | 0.98303 | 0.99543 | 0.99631 | 0.99692 | 0.9973 | 0.99752 | 0.99766 | 1.6191e-06 | 1.5559e-05 | 5.6581e-06 | 3.5564e-07 | 1.0722e-06 | 0.99198 | 0.99185 | 0.98303 | 0.5538 | 1 | 8.1774e-07 | 7.8656e-06 | 2.8621e-06 | 1.7996e-07 | 5.4267e-07 | 0.50215
964 |  | 0 | 0 | 0 | 0 | 0 | 1 |  | 0 | 0 | 0 | 0 | 0 | 1 | 0.99032 | 0.97618 | 0.9901 | 0.98384 | 0.99559 | 0.99643 | 0.99703 | 0.9974 | 0.99761 | 0.99774 | 1.5159e-06 | 1.5511e-05 | 5.6575e-06 | 3.5055e-07 | 8.7895e-07 | 0.99215 | 0.99213 | 0.98384 | 0.5471 | 1 | 7.5897e-07 | 7.7725e-06 | 2.8366e-06 | 1.7583e-07 | 4.4096e-07 | 0.49781
965 |  | 0 | 0 | 0 | 0 | 0 | 1 |  | 0 | 0 | 0 | 0 | 0 | 1 | 0.99067 | 0.97517 | 0.99045 | 0.98453 | 0.99575 | 0.99656 | 0.99714 | 0.99749 | 0.9977 | 0.99782 | 1.4367e-06 | 1.54e-05 | 4.332e-06 | 3.4602e-07 | 1.4821e-06 | 0.99243 | 0.99242 | 0.98453 | 0.5404 | 1 | 7.1159e-07 | 7.6338e-06 | 2.1486e-06 | 1.7168e-07 | 7.3552e-07 | 0.49256
966 |  | 0 | 0 | 0 | 0 | 0 | 1 |  | 0 | 0 | 0 | 0 | 0 | 1 | 0.9909 | 0.97621 | 0.99069 | 0.98369 | 0.99586 | 0.99665 | 0.99721 | 0.99755 | 0.99775 | 0.99788 | 1.3776e-06 | 1.5211e-05 | 8.5372e-06 | 3.4195e-07 | 7.0366e-07 | 0.99285 | 0.99261 | 0.98369 | 0.5337 | 1 | 6.7393e-07 | 7.4476e-06 | 4.1822e-06 | 1.6757e-07 | 3.449e-07 | 0.48671
967 |  | 0 | 0 | 0 | 0 | 0 | 1 |  | 0 | 0 | 0 | 0 | 0 | 1 | 0.99113 | 0.97565 | 0.99093 | 0.98396 | 0.99596 | 0.99673 | 0.99728 | 0.99761 | 0.99781 | 0.99793 | 1.3289e-06 | 1.4967e-05 | 6.3921e-06 | 3.3806e-07 | 5.2246e-07 | 0.99335 | 0.9928 | 0.98396 | 0.527 | 1 | 6.4247e-07 | 7.2412e-06 | 3.0943e-06 | 1.6371e-07 | 2.5305e-07 | 0.48118
968 |  | 0 | 0 | 0 | 0 | 0 | 1 |  | 0 | 0 | 0 | 0 | 0 | 1 | 0.99137 | 0.97678 | 0.99117 | 0.98383 | 0.99607 | 0.99682 | 0.99735 | 0.99768 | 0.99787 | 0.99799 | 1.2889e-06 | 1.4669e-05 | 3.1378e-06 | 3.3431e-07 | 5.1606e-07 | 0.99393 | 0.99299 | 0.98383 | 0.5203 | 1 | 6.1619e-07 | 7.0186e-06 | 1.5021e-06 | 1.6009e-07 | 2.4717e-07 | 0.4761
969 |  | 0 | 0 | 0 | 0 | 0 | 1 |  | 0 | 0 | 0 | 0 | 0 | 1 | 0.9916 | 0.97444 | 0.99141 | 0.98581 | 0.99617 | 0.99691 | 0.99742 | 0.99774 | 0.99793 | 0.99804 | 1.2556e-06 | 1.4323e-05 | 4.9793e-06 | 3.3065e-07 | 1.1615e-07 | 0.99456 | 0.99317 | 0.98581 | 0.51361 | 1 | 5.9398e-07 | 6.7805e-06 | 2.3585e-06 | 1.5667e-07 | 5.5044e-08 | 0.47138
970 |  | 0 | 0 | 0 | 0 | 0 | 1 |  | 0 | 0 | 0 | 0 | 0 | 1 | 0.99183 | 0.97608 | 0.99164 | 0.98351 | 0.99628 | 0.99699 | 0.9975 | 0.9978 | 0.99798 | 0.9981 | 1.229e-06 | 1.3915e-05 | 4.1144e-06 | 3.2708e-07 | 7.7489e-08 | 0.99522 | 0.99336 | 0.98351 | 0.50691 | 1 | 5.7253e-07 | 6.487e-06 | 1.9191e-06 | 1.526e-07 | 3.6161e-08 | 0.46448
971 |  | 0 | 0 | 0 | 0 | 0 | 1 |  | 0 | 0 | 0 | 0 | 0 | 1 | 0.99195 | 0.97549 | 0.99176 | 0.98465 | 0.99633 | 0.99704 | 0.99753 | 0.99783 | 0.99801 | 0.99812 | 1.2057e-06 | 1.3472e-05 | 3.7924e-06 | 3.2355e-07 | 3.1141e-08 | 0.99584 | 0.99346 | 0.98465 | 0.50051 | 1 | 5.5578e-07 | 6.2141e-06 | 1.7502e-06 | 1.4936e-07 | 1.4379e-08 | 0.45985
972 |  | 0 | 0 | 0 | 0 | 0 | 1 |  | 0 | 0 | 0 | 0 | 0 | 1 | 0.99206 | 0.9744 | 0.99188 | 0.98372 | 0.99639 | 0.99708 | 0.99757 | 0.99787 | 0.99804 | 0.99815 | 1.1852e-06 | 1.3002e-05 | 4.4985e-06 | 3.201e-07 | 9.8461e-10 | 0.99641 | 0.99355 | 0.98372 | 0.49412 | 1 | 5.3791e-07 | 5.9054e-06 | 2.0442e-06 | 1.455e-07 | 4.4763e-10 | 0.45304
973 |  | 0 | 0 | 0 | 0 | 0 | 1 |  | 0 | 0 | 0 | 0 | 0 | 1 | 0.99218 | 0.97483 | 0.992 | 0.98496 | 0.99644 | 0.99712 | 0.9976 | 0.9979 | 0.99807 | 0.99818 | 1.1668e-06 | 1.2513e-05 | 5.9584e-06 | 3.1674e-07 | 6.1634e-11 | 0.99692 | 0.99365 | 0.98496 | 0.48772 | 1 | 5.2446e-07 | 5.6284e-06 | 2.6814e-06 | 1.4258e-07 | 2.7749e-11 | 0.44889
974 |  | 0 | 0 | 0 | 0 | 0 | 1 |  | 0 | 0 | 0 | 0 | 0 | 1 | 0.9923 | 0.97404 | 0.99212 | 0.98322 | 0.99649 | 0.99716 | 0.99764 | 0.99793 | 0.9981 | 0.99821 | 1.1506e-06 | 1.2015e-05 | 1.8225e-06 | 3.1359e-07 | 1.7252e-11 | 0.99729 | 0.99374 | 0.98322 | 0.48132 | 1 | 5.0839e-07 | 5.3124e-06 | 8.0618e-07 | 1.3875e-07 | 7.6349e-12 | 0.4414
975 |  | 0 | 0 | 0 | 0 | 0 | 1 |  | 0 | 0 | 0 | 0 | 0 | 1 | 0.99241 | 0.97431 | 0.99224 | 0.98462 | 0.99655 | 0.99721 | 0.99767 | 0.99796 | 0.99813 | 0.99823 | 1.1359e-06 | 1.1529e-05 | 6.1746e-07 | 3.107e-07 | 3.28e-12 | 0.99752 | 0.99384 | 0.98462 | 0.47493 | 1 | 4.9696e-07 | 5.0474e-06 | 2.7044e-07 | 1.3612e-07 | 1.4373e-12 | 0.43715
976 |  | 0 | 0 | 0 | 0 | 0 | 1 |  | 0 | 0 | 0 | 0 | 0 | 1 | 0.99253 | 0.97473 | 0.99236 | 0.98314 | 0.9966 | 0.99725 | 0.99771 | 0.99799 | 0.99816 | 0.99826 | 1.1224e-06 | 1.1064e-05 | 5.0028e-07 | 3.0813e-07 | 7.0241e-13 | 0.99763 | 0.99393 | 0.98314 | 0.46853 | 1 | 4.8338e-07 | 4.768e-06 | 2.1569e-07 | 1.3288e-07 | 3.0298e-13 | 0.43036
977 |  | 0 | 0 | 0 | 0 | 0 | 1 |  | 0 | 0 | 0 | 0 | 0 | 1 | 0.99265 | 0.97472 | 0.99248 | 0.98381 | 0.99665 | 0.99729 | 0.99775 | 0.99802 | 0.99819 | 0.99829 | 1.1101e-06 | 1.0628e-05 | 5.9486e-07 | 3.0593e-07 | 1.7748e-13 | 0.9976 | 0.99403 | 0.98381 | 0.46213 | 1 | 4.7236e-07 | 4.5254e-06 | 2.5341e-07 | 1.3036e-07 | 7.5641e-14 | 0.4252
978 |  | 0 | 0 | 0 | 0 | 0 | 1 |  | 0 | 0 | 0 | 0 | 0 | 1 | 0.99276 | 0.97464 | 0.9926 | 0.98355 | 0.9967 | 0.99734 | 0.99778 | 0.99805 | 0.99821 | 0.99831 | 1.0994e-06 | 1.0248e-05 | 9.8945e-07 | 3.0439e-07 | 7.1522e-14 | 0.99739 | 0.99412 | 0.98355 | 0.45574 | 1 | 4.6122e-07 | 4.3022e-06 | 4.1556e-07 | 1.2788e-07 | 3.0051e-14 | 0.41912
979 |  | 0 | 0 | 0 | 0 | 0 | 1 |  | 0 | 0 | 0 | 0 | 0 | 1 | 0.99288 | 0.97363 | 0.99271 | 0.98315 | 0.99676 | 0.99738 | 0.99782 | 0.99809 | 0.99824 | 0.99834 | 1.0903e-06 | 9.9291e-06 | 4.4386e-06 | 3.0357e-07 | 2.7724e-14 | 0.99703 | 0.99421 | 0.98315 | 0.44934 | 1 | 4.5032e-07 | 4.1037e-06 | 1.8353e-06 | 1.2555e-07 | 1.1468e-14 | 0.41247
980 |  | 0 | 0 | 0 | 0 | 0 | 1 |  | 0 | 0 | 0 | 0 | 0 | 1 | 0.99299 | 0.97341 | 0.99283 | 0.98358 | 0.99681 | 0.99742 | 0.99785 | 0.99812 | 0.99827 | 0.99837 | 1.0828e-06 | 9.6684e-06 | 7.8694e-06 | 3.0348e-07 | 1.0834e-14 | 0.99657 | 0.99431 | 0.98358 | 0.44294 | 1 | 4.4131e-07 | 3.9431e-06 | 3.2108e-06 | 1.2385e-07 | 4.4222e-15 | 0.40682
981 |  | 0 | 0 | 0 | 0 | 0 | 1 |  | 0 | 0 | 0 | 0 | 0 | 1 | 0.99311 | 0.97473 | 0.99295 | 0.98177 | 0.99686 | 0.99746 | 0.99789 | 0.99815 | 0.9983 | 0.9984 | 1.077e-06 | 9.4696e-06 | 9.2969e-06 | 3.0418e-07 | 4.5319e-15 | 0.99601 | 0.9944 | 0.98177 | 0.43625 | 1 | 4.3152e-07 | 3.7962e-06 | 3.7286e-06 | 1.2203e-07 | 1.8183e-15 | 0.39966
982 |  | 0 | 0 | 0 | 0 | 0 | 1 |  | 0 | 0 | 0 | 0 | 0 | 1 | 0.99323 | 0.97274 | 0.99307 | 0.98394 | 0.99692 | 0.99751 | 0.99792 | 0.99818 | 0.99833 | 0.99842 | 1.0744e-06 | 9.3641e-06 | 3.1059e-06 | 3.0616e-07 | 2.422e-15 | 0.99535 | 0.9945 | 0.98394 | 0.42955 | 1 | 4.2504e-07 | 3.7065e-06 | 1.2299e-06 | 1.2127e-07 | 9.5948e-16 | 0.39434
983 |  | 0 | 0 | 0 | 0 | 0 | 1 |  | 0 | 0 | 0 | 0 | 0 | 1 | 0.99334 | 0.97397 | 0.99319 | 0.98251 | 0.99697 | 0.99755 | 0.99796 | 0.99821 | 0.99836 | 0.99845 | 1.0751e-06 | 9.3394e-06 | 4.2325e-06 | 3.0928e-07 | 1.3122e-15 | 0.99465 | 0.99459 | 0.98251 | 0.42286 | 1 | 4.1814e-07 | 3.6344e-06 | 1.6478e-06 | 1.2044e-07 | 5.1104e-16 | 0.38742
984 |  | 0 | 0 | 0 | 0 | 0 | 1 |  | 0 | 0 | 0 | 0 | 0 | 1 | 0.99346 | 0.97439 | 0.99331 | 0.98285 | 0.99702 | 0.99759 | 0.998 | 0.99824 | 0.99839 | 0.99848 | 1.0793e-06 | 9.389e-06 | 5.2792e-06 | 3.1347e-07 | 7.352e-16 | 0.99394 | 0.99469 | 0.98285 | 0.41616 | 1 | 4.1374e-07 | 3.6014e-06 | 2.0258e-06 | 1.2032e-07 | 2.8223e-16 | 0.38159
985 |  | 0 | 0 | 0 | 0 | 0 | 1 |  | 0 | 0 | 0 | 0 | 0 | 1 | 0.99358 | 0.97316 | 0.99343 | 0.98219 | 0.99708 | 0.99764 | 0.99803 | 0.99827 | 0.99842 | 0.9985 | 1.0873e-06 | 9.5153e-06 | 2.1921e-06 | 3.1872e-07 | 4.4268e-16 | 0.99323 | 0.99478 | 0.98219 | 0.40947 | 1 | 4.0919e-07 | 3.5831e-06 | 8.258e-07 | 1.201e-07 | 1.6683e-16 | 0.37434
986 |  | 0 | 0 | 0 | 0 | 0 | 1 |  | 0 | 0 | 0 | 0 | 0 | 1 | 0.99346 | 0.97297 | 0.99331 | 0.98313 | 0.99702 | 0.99759 | 0.998 | 0.99824 | 0.99839 | 0.99848 | 1.1028e-06 | 9.7661e-06 | 1.7804e-06 | 3.2559e-07 | 3.1528e-16 | 0.99258 | 0.99469 | 0.98313 | 0.40277 | 1 | 4.088e-07 | 3.6222e-06 | 6.6062e-07 | 1.2084e-07 | 1.1703e-16 | 0.36847
987 |  | 0 | 0 | 0 | 0 | 0 | 1 |  | 0 | 0 | 0 | 0 | 0 | 1 | 0.99334 | 0.97399 | 0.99319 | 0.98222 | 0.99697 | 0.99755 | 0.99796 | 0.99821 | 0.99836 | 0.99845 | 1.1255e-06 | 1.0116e-05 | 0.00028829 | 3.335e-07 | 2.3775e-16 | 0.99202 | 0.99459 | 0.98222 | 0.39608 | 1 | 4.0979e-07 | 3.6853e-06 | 0.00010507 | 1.2158e-07 | 8.6684e-17 | 0.36172
988 |  | 0 | 0 | 0 | 0 | 0 | 1 |  | 0 | 0 | 0 | 0 | 0 | 1 | 0.99323 | 0.97251 | 0.99307 | 0.98292 | 0.99692 | 0.99751 | 0.99792 | 0.99818 | 0.99833 | 0.99842 | 1.1562e-06 | 1.0567e-05 | 0.00044213 | 3.4233e-07 | 1.9654e-16 | 0.99154 | 0.9945 | 0.98292 | 0.38938 | 1 | 4.1363e-07 | 3.7826e-06 | 0.00015834 | 1.2263e-07 | 7.0416e-17 | 0.35528
989 |  | 0 | 0 | 0 | 0 | 0 | 1 |  | 0 | 0 | 0 | 0 | 0 | 1 | 0.99311 | 0.97288 | 0.99295 | 0.98284 | 0.99686 | 0.99746 | 0.99789 | 0.99815 | 0.9983 | 0.9984 | 1.1965e-06 | 1.1133e-05 | 2.2948e-05 | 3.5205e-07 | 1.8256e-16 | 0.99118 | 0.9944 | 0.98284 | 0.38269 | 1 | 4.2064e-07 | 3.9161e-06 | 8.0758e-06 | 1.2392e-07 | 6.4273e-17 | 0.34899
990 |  | 0 | 0 | 0 | 0 | 0 | 1 |  | 0 | 0 | 0 | 0 | 0 | 1 | 0.99299 | 0.97195 | 0.99283 | 0.98227 | 0.99681 | 0.99742 | 0.99785 | 0.99812 | 0.99827 | 0.99837 | 1.2559e-06 | 1.1892e-05 | 3.4082e-06 | 3.6269e-07 | 2.0534e-16 | 0.99099 | 0.99431 | 0.98227 | 0.37599 | 1 | 4.327e-07 | 4.0999e-06 | 1.1755e-06 | 1.2513e-07 | 7.0854e-17 | 0.34197
991 |  | 0 | 0 | 0 | 0 | 0 | 1 |  | 0 | 0 | 0 | 0 | 0 | 1 | 0.99299 | 0.97285 | 0.99283 | 0.98331 | 0.99681 | 0.99742 | 0.99785 | 0.99812 | 0.99827 | 0.99837 | 1.3329e-06 | 1.2805e-05 | 2.9858e-06 | 3.737e-07 | 2.8535e-16 | 0.99092 | 0.99431 | 0.98331 | 0.3699 | 1 | 4.5317e-07 | 4.3564e-06 | 1.0162e-06 | 1.2722e-07 | 9.7161e-17 | 0.33743
992 |  | 0 | 0 | 0 | 0 | 0 | 1 |  | 0 | 0 | 0 | 0 | 0 | 1 | 0.99299 | 0.97314 | 0.99283 | 0.98365 | 0.99681 | 0.99742 | 0.99785 | 0.99812 | 0.99827 | 0.99837 | 1.4308e-06 | 1.3885e-05 | 2.685e-06 | 3.8498e-07 | 5.6225e-16 | 0.99097 | 0.99431 | 0.98365 | 0.3638 | 1 | 4.7893e-07 | 4.6505e-06 | 8.9965e-07 | 1.2903e-07 | 1.8847e-16 | 0.33222
993 |  | 0 | 0 | 0 | 0 | 0 | 1 |  | 0 | 0 | 0 | 0 | 0 | 1 | 0.99299 | 0.97316 | 0.99283 | 0.98256 | 0.99681 | 0.99742 | 0.99785 | 0.99812 | 0.99827 | 0.99837 | 1.5622e-06 | 1.5201e-05 | 2.207e-06 | 3.9638e-07 | 1.4134e-15 | 0.99115 | 0.99431 | 0.98256 | 0.35771 | 1 | 5.1302e-07 | 4.995e-06 | 7.2552e-07 | 1.3034e-07 | 4.6484e-16 | 0.32599
994 |  | 0 | 0 | 0 | 0 | 0 | 1 |  | 0 | 0 | 0 | 0 | 0 | 1 | 0.99299 | 0.97327 | 0.99283 | 0.98321 | 0.99681 | 0.99742 | 0.99785 | 0.99812 | 0.99827 | 0.99837 | 1.7504e-06 | 1.6826e-05 | 4.2017e-06 | 4.0762e-07 | 1.9329e-14 | 0.99146 | 0.99431 | 0.98321 | 0.35162 | 1 | 5.6582e-07 | 5.4424e-06 | 1.3597e-06 | 1.3194e-07 | 6.2574e-15 | 0.321
995 |  | 0 | 0 | 0 | 0 | 0 | 1 |  | 0 | 0 | 0 | 0 | 0 | 1 | 0.99299 | 0.97225 | 0.99283 | 0.98313 | 0.99681 | 0.99742 | 0.99785 | 0.99812 | 0.99827 | 0.99837 | 2.0022e-06 | 1.8708e-05 | 4.1983e-06 | 4.1863e-07 | 2.0814e-14 | 0.99182 | 0.99431 | 0.98313 | 0.34552 | 1 | 6.3525e-07 | 5.9393e-06 | 1.3334e-06 | 1.3299e-07 | 6.6135e-15 | 0.31517
996 |  | 0 | 0 | 0 | 0 | 0 | 1 |  | 0 | 0 | 0 | 0 | 0 | 1 | 0.99311 | 0.97215 | 0.99295 | 0.98256 | 0.99686 | 0.99746 | 0.99789 | 0.99815 | 0.9983 | 0.9984 | 2.3327e-06 | 2.0863e-05 | 1.6016e-06 | 4.2936e-07 | 1.1288e-15 | 0.99224 | 0.9944 | 0.98256 | 0.33943 | 1 | 7.2641e-07 | 6.5007e-06 | 4.9924e-07 | 1.3388e-07 | 3.5201e-16 | 0.30946
997 |  | 0 | 0 | 0 | 0 | 0 | 1 |  | 0 | 0 | 0 | 0 | 0 | 1 | 0.99323 | 0.97262 | 0.99307 | 0.98217 | 0.99692 | 0.99751 | 0.99792 | 0.99818 | 0.99833 | 0.99842 | 2.8609e-06 | 2.3464e-05 | 2.438e-06 | 4.3955e-07 | 2.8949e-15 | 0.9927 | 0.9945 | 0.98217 | 0.33333 | 1 | 8.7496e-07 | 7.1803e-06 | 7.4637e-07 | 1.346e-07 | 8.866e-16 | 0.30406
998 |  | 0 | 0 | 0 | 0 | 0 | 1 |  | 0 | 0 | 0 | 0 | 0 | 1 | 0.99334 | 0.97125 | 0.99319 | 0.98246 | 0.99697 | 0.99755 | 0.99796 | 0.99821 | 0.99836 | 0.99845 | 3.7035e-06 | 2.6405e-05 | 3.8121e-05 | 4.4933e-07 | 2.0636e-14 | 0.99314 | 0.99459 | 0.98246 | 0.32724 | 1 | 1.1115e-06 | 7.929e-06 | 1.1452e-05 | 1.3502e-07 | 6.2017e-15 | 0.29849
999 |  | 0 | 0 | 0 | 0 | 0 | 1 |  | 0 | 0 | 0 | 0 | 0 | 1 | 0.99346 | 0.97145 | 0.99331 | 0.9817 | 0.99702 | 0.99759 | 0.998 | 0.99824 | 0.99839 | 0.99848 | 5.0306e-06 | 2.9624e-05 | 5.8168e-05 | 4.5878e-07 | 3.0072e-14 | 0.99356 | 0.99469 | 0.9817 | 0.32114 | 1 | 1.4802e-06 | 8.7214e-06 | 1.7132e-05 | 1.3516e-07 | 8.8606e-15 | 0.29277
1000 |  | 0 | 0 | 0 | 0 | 0 | 1 |  | 0 | 0 | 0 | 0 | 0 | 1 | 0.99358 | 0.97121 | 0.99343 | 0.98179 | 0.99708 | 0.99764 | 0.99803 | 0.99827 | 0.99842 | 0.9985 | 7.1584e-06 | 3.3136e-05 | 5.6268e-06 | 4.6787e-07 | 3.5873e-15 | 0.99393 | 0.99478 | 0.98179 | 0.31505 | 1 | 2.067e-06 | 9.5736e-06 | 1.6263e-06 | 1.3526e-07 | 1.0372e-15 | 0.28741
1001 |  | 0 | 0 | 0 | 0 | 0 | 1 |  | 0 | 0 | 0 | 0 | 0 | 1 | 0.99358 | 0.97106 | 0.99343 | 0.9825 | 0.99708 | 0.99764 | 0.99803 | 0.99827 | 0.99842 | 0.9985 | 1.2505e-05 | 3.6892e-05 | 5.2774e-07 | 4.7678e-07 | 2.0604e-15 | 0.99421 | 0.99478 | 0.9825 | 0.30874 | 1 | 3.5432e-06 | 1.0459e-05 | 1.4967e-07 | 1.3525e-07 | 5.8456e-16 | 0.2821
1002 |  | 0 | 0 | 0 | 0 | 0 | 1 |  | 0 | 0 | 0 | 0 | 0 | 1 | 0.99358 | 0.97144 | 0.99343 | 0.98182 | 0.99708 | 0.99764 | 0.99803 | 0.99827 | 0.99842 | 0.9985 | 2.311e-05 | 4.0716e-05 | 3.7513e-07 | 4.8567e-07 | 1.8333e-15 | 0.99443 | 0.99478 | 0.98182 | 0.30242 | 1 | 6.4077e-06 | 1.1295e-05 | 1.0411e-07 | 1.3482e-07 | 5.0899e-16 | 0.27611
1003 |  | 0 | 0 | 0 | 0 | 0 | 1 |  | 0 | 0 | 0 | 0 | 0 | 1 | 0.99358 | 0.97026 | 0.99343 | 0.98217 | 0.99708 | 0.99764 | 0.99803 | 0.99827 | 0.99842 | 0.9985 | 3.6792e-05 | 4.4575e-05 | 2.6028e-07 | 4.9461e-07 | 6.4339e-16 | 0.99458 | 0.99478 | 0.98217 | 0.29611 | 1 | 9.9831e-06 | 1.2102e-05 | 7.0693e-08 | 1.3437e-07 | 1.7481e-16 | 0.27025
1004 |  | 0 | 0 | 0 | 0 | 0 | 1 |  | 0 | 0 | 0 | 0 | 0 | 1 | 0.99358 | 0.96966 | 0.99343 | 0.98123 | 0.99708 | 0.99764 | 0.99803 | 0.99827 | 0.99842 | 0.9985 | 3.5981e-05 | 4.8374e-05 | 2.6883e-07 | 5.039e-07 | 1.9132e-15 | 0.99464 | 0.99478 | 0.98123 | 0.2898 | 1 | 9.5307e-06 | 1.2821e-05 | 7.1278e-08 | 1.3363e-07 | 5.0745e-16 | 0.26384
1005 |  | 0 | 0 | 0 | 0 | 0 | 1 |  | 0 | 0 | 0 | 0 | 0 | 1 | 0.99358 | 0.97118 | 0.99343 | 0.983 | 0.99708 | 0.99764 | 0.99803 | 0.99827 | 0.99842 | 0.9985 | 2.8441e-05 | 5.2074e-05 | 3.03e-07 | 5.1386e-07 | 1.4088e-15 | 0.99463 | 0.99478 | 0.983 | 0.28348 | 1 | 7.4077e-06 | 1.357e-05 | 7.8992e-08 | 1.34e-07 | 3.6743e-16 | 0.25943
1006 |  | 0 | 0 | 0 | 0 | 0 | 1 |  | 0 | 0 | 0 | 0 | 0 | 1 | 0.99346 | 0.97089 | 0.99331 | 0.97955 | 0.99702 | 0.99759 | 0.998 | 0.99824 | 0.99839 | 0.99848 | 2.1725e-05 | 5.5674e-05 | 3.6296e-07 | 5.246e-07 | 9.5115e-16 | 0.99459 | 0.99469 | 0.97955 | 0.27717 | 1 | 5.4898e-06 | 1.4077e-05 | 9.1809e-08 | 1.3273e-07 | 2.4068e-16 | 0.2517
1007 |  | 0 | 0 | 0 | 0 | 0 | 1 |  | 0 | 0 | 0 | 0 | 0 | 1 | 0.99334 | 0.96977 | 0.99319 | 0.98276 | 0.99697 | 0.99755 | 0.99796 | 0.99821 | 0.99836 | 0.99845 | 2.4194e-05 | 5.9134e-05 | 4.5934e-07 | 5.3653e-07 | 2.4954e-15 | 0.99451 | 0.99459 | 0.98276 | 0.27086 | 1 | 6.0045e-06 | 1.4684e-05 | 1.1411e-07 | 1.3332e-07 | 6.2017e-16 | 0.24718
1008 |  | 0 | 0 | 0 | 0 | 0 | 1 |  | 0 | 0 | 0 | 0 | 0 | 1 | 0.99323 | 0.96988 | 0.99307 | 0.98059 | 0.99692 | 0.99751 | 0.99792 | 0.99818 | 0.99833 | 0.99842 | 2.2633e-05 | 6.2348e-05 | 6.5586e-07 | 5.5065e-07 | 1.4667e-15 | 0.99441 | 0.9945 | 0.98059 | 0.26454 | 1 | 5.4605e-06 | 1.5051e-05 | 1.5839e-07 | 1.3302e-07 | 3.5435e-16 | 0.24027
1009 |  | 0 | 0 | 0 | 0 | 0 | 1 |  | 0 | 0 | 0 | 0 | 0 | 1 | 0.99311 | 0.96991 | 0.99295 | 0.98206 | 0.99686 | 0.99746 | 0.99789 | 0.99815 | 0.9983 | 0.9984 | 2.1558e-05 | 6.535e-05 | 1.0295e-06 | 5.6665e-07 | 1.1424e-15 | 0.99433 | 0.9944 | 0.98206 | 0.25823 | 1 | 5.0904e-06 | 1.544e-05 | 2.4334e-07 | 1.3397e-07 | 2.7013e-16 | 0.23515
1010 |  | 0 | 0 | 0 | 0 | 0 | 1 |  | 0 | 0 | 0 | 0 | 0 | 1 | 0.99299 | 0.96998 | 0.99283 | 0.98093 | 0.99681 | 0.99742 | 0.99785 | 0.99812 | 0.99827 | 0.99837 | 2.2051e-05 | 6.8128e-05 | 1.6626e-06 | 5.8469e-07 | 2.0953e-15 | 0.99426 | 0.99431 | 0.98093 | 0.25193 | 1 | 5.0664e-06 | 1.5663e-05 | 3.824e-07 | 1.3452e-07 | 4.8212e-16 | 0.2288
1011 |  | 0 | 0 | 0 | 0 | 0 | 1 |  | 0 | 0 | 0 | 0 | 0 | 1 | 0.99311 | 0.96989 | 0.99295 | 0.98117 | 0.99686 | 0.99746 | 0.99789 | 0.99815 | 0.9983 | 0.9984 | 3.1043e-05 | 7.0466e-05 | 4.1677e-06 | 6.0708e-07 | 2.9032e-15 | 0.99423 | 0.9944 | 0.98117 | 0.24653 | 1 | 6.9851e-06 | 1.5865e-05 | 9.3875e-07 | 1.3678e-07 | 6.5421e-16 | 0.22406
1012 |  | 0 | 0 | 0 | 0 | 0 | 1 |  | 0 | 0 | 0 | 0 | 0 | 1 | 0.99323 | 0.97092 | 0.99307 | 0.9812 | 0.99692 | 0.99751 | 0.99792 | 0.99818 | 0.99833 | 0.99842 | 3.1638e-05 | 7.2519e-05 | 6.1495e-05 | 6.3287e-07 | 1.0966e-14 | 0.99424 | 0.9945 | 0.9812 | 0.24114 | 1 | 6.9738e-06 | 1.5994e-05 | 1.3569e-05 | 1.3968e-07 | 2.4206e-15 | 0.21948
1013 |  | 0 | 0 | 0 | 0 | 0 | 1 |  | 0 | 0 | 0 | 0 | 0 | 1 | 0.99334 | 0.96927 | 0.99319 | 0.98037 | 0.99697 | 0.99755 | 0.99796 | 0.99821 | 0.99836 | 0.99845 | 2.756e-05 | 7.4305e-05 | 0.00012295 | 6.6203e-07 | 1.1615e-13 | 0.99428 | 0.99459 | 0.98037 | 0.23574 | 1 | 5.9212e-06 | 1.5973e-05 | 2.6442e-05 | 1.4241e-07 | 2.4988e-14 | 0.21393
1014 |  | 0 | 0 | 0 | 0 | 0 | 1 |  | 0 | 0 | 0 | 0 | 0 | 1 | 0.99346 | 0.96866 | 0.99331 | 0.98119 | 0.99702 | 0.99759 | 0.998 | 0.99824 | 0.99839 | 0.99848 | 2.698e-05 | 7.5708e-05 | 3.9048e-05 | 6.9664e-07 | 6.5065e-13 | 0.99437 | 0.99469 | 0.98119 | 0.23034 | 1 | 5.6718e-06 | 1.5925e-05 | 8.2169e-06 | 1.4663e-07 | 1.3697e-13 | 0.20935
1015 |  | 0 | 0 | 0 | 0 | 0 | 1 |  | 0 | 0 | 0 | 0 | 0 | 1 | 0.99358 | 0.96894 | 0.99343 | 0.97975 | 0.99708 | 0.99764 | 0.99803 | 0.99827 | 0.99842 | 0.9985 | 2.5265e-05 | 7.6766e-05 | 1.5547e-05 | 7.3684e-07 | 3.9809e-13 | 0.99448 | 0.99478 | 0.97975 | 0.22495 | 1 | 5.1752e-06 | 1.5733e-05 | 3.1877e-06 | 1.5111e-07 | 8.1653e-14 | 0.204
1016 |  | 0 | 0 | 0 | 0 | 0 | 1 |  | 0 | 0 | 0 | 0 | 0 | 1 | 0.99358 | 0.96834 | 0.99343 | 0.97963 | 0.99708 | 0.99764 | 0.99803 | 0.99827 | 0.99842 | 0.9985 | 2.3807e-05 | 7.7567e-05 | 3.4309e-05 | 7.8143e-07 | 3.7614e-14 | 0.9946 | 0.99478 | 0.97963 | 0.21955 | 1 | 4.7554e-06 | 1.5503e-05 | 6.8597e-06 | 1.5628e-07 | 7.5235e-15 | 0.19896
1017 |  | 0 | 0 | 0 | 0 | 0 | 1 |  | 0 | 0 | 0 | 0 | 0 | 1 | 0.99358 | 0.96939 | 0.99343 | 0.9803 | 0.99708 | 0.99764 | 0.99803 | 0.99827 | 0.99842 | 0.9985 | 2.3832e-05 | 7.8051e-05 | 0.00010185 | 8.3167e-07 | 5.3262e-14 | 0.99473 | 0.99478 | 0.9803 | 0.21416 | 1 | 4.6547e-06 | 1.5253e-05 | 1.9912e-05 | 1.6263e-07 | 1.0417e-14 | 0.19456
1018 |  | 0 | 0 | 0 | 0 | 0 | 1 |  | 0 | 0 | 0 | 0 | 0 | 1 | 0.99358 | 0.96878 | 0.99343 | 0.97996 | 0.99708 | 0.99764 | 0.99803 | 0.99827 | 0.99842 | 0.9985 | 2.8897e-05 | 7.8182e-05 | 4.9811e-05 | 8.8901e-07 | 5.1978e-14 | 0.99482 | 0.99478 | 0.97996 | 0.20876 | 1 | 5.4945e-06 | 1.4874e-05 | 9.4803e-06 | 1.6924e-07 | 9.8966e-15 | 0.18943
1019 |  | 0 | 0 | 0 | 0 | 0 | 1 |  | 0 | 0 | 0 | 0 | 0 | 1 | 0.99358 | 0.96832 | 0.99343 | 0.98079 | 0.99708 | 0.99764 | 0.99803 | 0.99827 | 0.99842 | 0.9985 | 2.9372e-05 | 7.8127e-05 | 3.0665e-05 | 9.5072e-07 | 4.898e-14 | 0.99489 | 0.99478 | 0.98079 | 0.20336 | 1 | 5.4473e-06 | 1.4497e-05 | 5.6924e-06 | 1.7653e-07 | 9.0959e-15 | 0.18477
1020 |  | 0 | 0 | 0 | 0 | 0 | 1 |  | 0 | 0 | 0 | 0 | 0 | 1 | 0.99358 | 0.96892 | 0.99343 | 0.97887 | 0.99708 | 0.99764 | 0.99803 | 0.99827 | 0.99842 | 0.9985 | 2.2249e-05 | 7.7891e-05 | 8.4811e-05 | 1.017e-06 | 4.7389e-14 | 0.99491 | 0.99478 | 0.97887 | 0.19797 | 1 | 4.0036e-06 | 1.4024e-05 | 1.5276e-05 | 1.8322e-07 | 8.5388e-15 | 0.17928
1021 |  | 0 | 0 | 0 | 0 | 0 | 1 |  | 0 | 0 | 0 | 0 | 0 | 1 | 0.99358 | 0.96815 | 0.99343 | 0.97975 | 0.99708 | 0.99764 | 0.99803 | 0.99827 | 0.99842 | 0.9985 | 2.1371e-05 | 7.75e-05 | 3.8145e-05 | 1.0898e-06 | 2.1871e-13 | 0.99485 | 0.99478 | 0.97975 | 0.19357 | 1 | 3.7638e-06 | 1.3657e-05 | 6.7247e-06 | 1.9218e-07 | 3.8572e-14 | 0.17547
1022 |  | 0 | 0 | 0 | 0 | 0 | 1 |  | 0 | 0 | 0 | 0 | 0 | 1 | 0.99358 | 0.96645 | 0.99343 | 0.97951 | 0.99708 | 0.99764 | 0.99803 | 0.99827 | 0.99842 | 0.9985 | 1.9295e-05 | 7.7118e-05 | 3.9972e-05 | 1.1657e-06 | 2.54e-13 | 0.99474 | 0.99478 | 0.97951 | 0.18918 | 1 | 3.3136e-06 | 1.3251e-05 | 6.8711e-06 | 2.0043e-07 | 4.3678e-14 | 0.17107
1023 |  | 0 | 0 | 0 | 0 | 0 | 1 |  | 0 | 0 | 0 | 0 | 0 | 1 | 0.99358 | 0.96824 | 0.99343 | 0.97954 | 0.99708 | 0.99764 | 0.99803 | 0.99827 | 0.99842 | 0.9985 | 1.5973e-05 | 7.676e-05 | 8.6705e-05 | 1.2444e-06 | 2.1054e-13 | 0.99457 | 0.99478 | 0.97954 | 0.18478 | 1 | 2.6844e-06 | 1.2908e-05 | 1.4586e-05 | 2.094e-07 | 3.5431e-14 | 0.16739
1024 |  | 0 | 0 | 0 | 0 | 0 | 1 |  | 0 | 0 | 0 | 0 | 0 | 1 | 0.99358 | 0.96741 | 0.99343 | 0.97883 | 0.99708 | 0.99764 | 0.99803 | 0.99827 | 0.99842 | 0.9985 | 1.4986e-05 | 7.6608e-05 | 3.4147e-05 | 1.3269e-06 | 1.2575e-12 | 0.99433 | 0.99478 | 0.97883 | 0.18038 | 1 | 2.453e-06 | 1.2547e-05 | 5.5948e-06 | 2.1746e-07 | 2.0612e-13 | 0.16299
1025 |  | 0 | 0 | 0 | 0 | 0 | 1 |  | 0 | 0 | 0 | 0 | 0 | 1 | 0.99358 | 0.96798 | 0.99343 | 0.97933 | 0.99708 | 0.99764 | 0.99803 | 0.99827 | 0.99842 | 0.9985 | 1.3357e-05 | 7.6671e-05 | 3.0331e-05 | 1.411e-06 | 2.6066e-12 | 0.99405 | 0.99478 | 0.97933 | 0.17598 | 1 | 2.1365e-06 | 1.227e-05 | 4.856e-06 | 2.2597e-07 | 4.1749e-13 | 0.15923
1026 |  | 0 | 0 | 0 | 0 | 0 | 1 |  | 0 | 0 | 0 | 0 | 0 | 1 | 0.99346 | 0.96671 | 0.99331 | 0.9786 | 0.99702 | 0.99759 | 0.998 | 0.99824 | 0.99839 | 0.99848 | 1.1254e-05 | 7.6941e-05 | 5.413e-05 | 1.4965e-06 | 9.3073e-12 | 0.99374 | 0.99469 | 0.9786 | 0.17158 | 1 | 1.7495e-06 | 1.1968e-05 | 8.4228e-06 | 2.3292e-07 | 1.4488e-12 | 0.15471
1027 |  | 0 | 0 | 0 | 0 | 0 | 1 |  | 0 | 0 | 0 | 0 | 0 | 1 | 0.99334 | 0.96667 | 0.99319 | 0.98046 | 0.99697 | 0.99755 | 0.99796 | 0.99821 | 0.99836 | 0.99845 | 8.9844e-06 | 7.7614e-05 | 2.9522e-05 | 1.5836e-06 | 5.3658e-11 | 0.99343 | 0.99459 | 0.98046 | 0.16718 | 1 | 1.3655e-06 | 1.1803e-05 | 4.4912e-06 | 2.4097e-07 | 8.1664e-12 | 0.15121
1028 |  | 0 | 0 | 0 | 0 | 0 | 1 |  | 0 | 0 | 0 | 0 | 0 | 1 | 0.99323 | 0.96692 | 0.99307 | 0.97915 | 0.99692 | 0.99751 | 0.99792 | 0.99818 | 0.99833 | 0.99842 | 7.8559e-06 | 7.8607e-05 | 2.2032e-05 | 1.6717e-06 | 6.3715e-11 | 0.99314 | 0.9945 | 0.97915 | 0.16278 | 1 | 1.1593e-06 | 1.1607e-05 | 3.2545e-06 | 2.4701e-07 | 9.4156e-12 | 0.14678
1029 |  | 0 | 0 | 0 | 0 | 0 | 1 |  | 0 | 0 | 0 | 0 | 0 | 1 | 0.99311 | 0.96744 | 0.99295 | 0.98058 | 0.99686 | 0.99746 | 0.99789 | 0.99815 | 0.9983 | 0.9984 | 7.5346e-06 | 7.9854e-05 | 2.1809e-05 | 1.7609e-06 | 7.1548e-11 | 0.99287 | 0.9944 | 0.98058 | 0.15839 | 1 | 1.0852e-06 | 1.1508e-05 | 3.1442e-06 | 2.5393e-07 | 1.0319e-11 | 0.14322
1030 |  | 0 | 0 | 0 | 0 | 0 | 1 |  | 0 | 0 | 0 | 0 | 0 | 1 | 0.99299 | 0.96705 | 0.99283 | 0.9783 | 0.99681 | 0.99742 | 0.99785 | 0.99812 | 0.99827 | 0.99837 | 8.117e-06 | 8.1493e-05 | 1.1956e-05 | 1.8517e-06 | 1.5777e-10 | 0.99268 | 0.99431 | 0.9783 | 0.15399 | 1 | 1.1304e-06 | 1.1356e-05 | 1.6668e-06 | 2.5821e-07 | 2.2003e-11 | 0.13846
1031 |  | 0 | 0 | 0 | 0 | 0 | 1 |  | 0 | 0 | 0 | 0 | 0 | 1 | 0.99311 | 0.96722 | 0.99295 | 0.97911 | 0.99686 | 0.99746 | 0.99789 | 0.99815 | 0.9983 | 0.9984 | 9.3559e-06 | 8.3417e-05 | 6.5806e-06 | 1.9448e-06 | 1.1281e-09 | 0.99257 | 0.9944 | 0.97911 | 0.14979 | 1 | 1.2702e-06 | 1.1332e-05 | 8.9433e-07 | 2.6437e-07 | 1.5338e-10 | 0.13496
1032 |  | 0 | 0 | 0 | 0 | 0 | 1 |  | 0 | 0 | 0 | 0 | 0 | 1 | 0.99323 | 0.96599 | 0.99307 | 0.97952 | 0.99692 | 0.99751 | 0.99792 | 0.99818 | 0.99833 | 0.99842 | 1.1195e-05 | 8.5534e-05 | 3.6612e-06 | 2.0399e-06 | 1.9266e-09 | 0.99254 | 0.9945 | 0.97952 | 0.14558 | 1 | 1.4771e-06 | 1.1293e-05 | 4.8357e-07 | 2.695e-07 | 2.5458e-10 | 0.13116
1033 |  | 0 | 0 | 0 | 0 | 0 | 1 |  | 0 | 0 | 0 | 0 | 0 | 1 | 0.99334 | 0.96557 | 0.99319 | 0.97888 | 0.99697 | 0.99755 | 0.99796 | 0.99821 | 0.99836 | 0.99845 | 1.4207e-05 | 8.7897e-05 | 2.5273e-06 | 2.139e-06 | 5.8109e-10 | 0.99262 | 0.99459 | 0.97888 | 0.14138 | 1 | 1.818e-06 | 1.1255e-05 | 3.2373e-07 | 2.7407e-07 | 7.4465e-11 | 0.12721
1034 |  | 0 | 0 | 0 | 0 | 0 | 1 |  | 0 | 0 | 0 | 0 | 0 | 1 | 0.99346 | 0.96632 | 0.99331 | 0.97849 | 0.99702 | 0.99759 | 0.998 | 0.99824 | 0.99839 | 0.99848 | 1.8936e-05 | 9.0385e-05 | 2.2431e-06 | 2.2439e-06 | 1.8277e-09 | 0.99282 | 0.99469 | 0.97849 | 0.13718 | 1 | 2.3521e-06 | 1.1233e-05 | 2.7889e-07 | 2.7906e-07 | 2.2733e-10 | 0.1235
1035 |  | 0 | 0 | 0 | 0 | 0 | 1 |  | 0 | 0 | 0 | 0 | 0 | 1 | 0.99358 | 0.96592 | 0.99343 | 0.97828 | 0.99708 | 0.99764 | 0.99803 | 0.99827 | 0.99842 | 0.9985 | 2.4641e-05 | 9.2925e-05 | 2.4062e-06 | 2.3538e-06 | 3.0755e-09 | 0.99309 | 0.99478 | 0.97828 | 0.13298 | 1 | 2.9656e-06 | 1.119e-05 | 2.8987e-07 | 2.8362e-07 | 3.7064e-10 | 0.11969
1036 |  | 0 | 0 | 0 | 0 | 0 | 1 |  | 0 | 0 | 0 | 0 | 0 | 1 | 0.99358 | 0.96564 | 0.99343 | 0.97793 | 0.99708 | 0.99764 | 0.99803 | 0.99827 | 0.99842 | 0.9985 | 3.1388e-05 | 9.5469e-05 | 2.9663e-06 | 2.4729e-06 | 8.8443e-10 | 0.99346 | 0.99478 | 0.97793 | 0.12878 | 1 | 3.6546e-06 | 1.1122e-05 | 3.457e-07 | 2.8827e-07 | 1.0311e-10 | 0.11584
1037 |  | 0 | 0 | 0 | 0 | 0 | 1 |  | 0 | 0 | 0 | 0 | 0 | 1 | 0.99358 | 0.96547 | 0.99343 | 0.97988 | 0.99708 | 0.99764 | 0.99803 | 0.99827 | 0.99842 | 0.9985 | 3.4739e-05 | 9.7883e-05 | 4.5598e-06 | 2.6048e-06 | 7.0676e-10 | 0.99389 | 0.99478 | 0.97988 | 0.12458 | 1 | 3.9277e-06 | 1.1073e-05 | 5.1604e-07 | 2.9486e-07 | 8.0016e-11 | 0.11253
1038 |  | 0 | 0 | 0 | 0 | 0 | 1 |  | 0 | 0 | 0 | 0 | 0 | 1 | 0.99358 | 0.96647 | 0.99343 | 0.9774 | 0.99708 | 0.99764 | 0.99803 | 0.99827 | 0.99842 | 0.9985 | 3.6054e-05 | 0.00010017 | 8.3072e-06 | 2.7471e-06 | 1.0538e-09 | 0.99436 | 0.99478 | 0.9774 | 0.12038 | 1 | 3.9231e-06 | 1.0905e-05 | 9.0478e-07 | 2.9927e-07 | 1.1482e-10 | 0.10835
1039 |  | 0 | 0 | 0 | 0 | 0 | 1 |  | 0 | 0 | 0 | 0 | 0 | 1 | 0.99358 | 0.96516 | 0.99343 | 0.97891 | 0.99708 | 0.99764 | 0.99803 | 0.99827 | 0.99842 | 0.9985 | 3.4746e-05 | 0.00010218 | 1.8052e-05 | 2.9085e-06 | 6.4987e-10 | 0.99484 | 0.99478 | 0.97891 | 0.11618 | 1 | 3.6551e-06 | 1.0754e-05 | 1.9008e-06 | 3.0633e-07 | 6.8456e-11 | 0.1048
1040 |  | 0 | 0 | 0 | 0 | 0 | 1 |  | 0 | 0 | 0 | 0 | 0 | 1 | 0.99358 | 0.96463 | 0.99343 | 0.97792 | 0.99708 | 0.99764 | 0.99803 | 0.99827 | 0.99842 | 0.9985 | 3.4679e-05 | 0.00010381 | 2.1747e-05 | 3.0946e-06 | 6.6254e-10 | 0.99529 | 0.99478 | 0.97792 | 0.11198 | 1 | 3.5074e-06 | 1.0505e-05 | 2.2016e-06 | 3.1337e-07 | 6.7099e-11 | 0.10081
1041 |  | 0 | 0 | 0 | 0 | 0 | 1 |  | 0 | 0 | 0 | 0 | 0 | 1 | 0.99358 | 0.96469 | 0.99343 | 0.97775 | 0.99708 | 0.99764 | 0.99803 | 0.99827 | 0.99842 | 0.9985 | 3.5302e-05 | 0.00010517 | 2.1112e-05 | 3.3003e-06 | 1.8109e-09 | 0.99571 | 0.99478 | 0.97775 | 0.10939 | 1 | 3.4867e-06 | 1.0393e-05 | 2.0872e-06 | 3.2635e-07 | 1.791e-10 | 0.098485
1042 |  | 0 | 0 | 0 | 0 | 0 | 1 |  | 0 | 0 | 0 | 0 | 0 | 1 | 0.99358 | 0.96514 | 0.99343 | 0.97801 | 0.99708 | 0.99764 | 0.99803 | 0.99827 | 0.99842 | 0.9985 | 3.6712e-05 | 0.00010604 | 1.3028e-05 | 3.5431e-06 | 6.5908e-09 | 0.99604 | 0.99478 | 0.97801 | 0.10679 | 1 | 3.5435e-06 | 1.024e-05 | 1.2587e-06 | 3.4239e-07 | 6.3701e-10 | 0.096276
1043 |  | 0 | 0 | 0 | 0 | 0 | 1 |  | 0 | 0 | 0 | 0 | 0 | 1 | 0.99358 | 0.96512 | 0.99343 | 0.97805 | 0.99708 | 0.99764 | 0.99803 | 0.99827 | 0.99842 | 0.9985 | 4.0012e-05 | 0.00010644 | 1.4568e-05 | 3.8304e-06 | 5.2149e-09 | 0.99627 | 0.99478 | 0.97805 | 0.1042 | 1 | 3.7684e-06 | 1.003e-05 | 1.3734e-06 | 3.6119e-07 | 4.9181e-10 | 0.093965
1044 |  | 0 | 0 | 0 | 0 | 0 | 1 |  | 0 | 0 | 0 | 0 | 0 | 1 | 0.99358 | 0.96329 | 0.99343 | 0.97757 | 0.99708 | 0.99764 | 0.99803 | 0.99827 | 0.99842 | 0.9985 | 4.3965e-05 | 0.00010651 | 1.8559e-05 | 4.1524e-06 | 1.8015e-09 | 0.99642 | 0.99478 | 0.97757 | 0.1016 | 1 | 4.0259e-06 | 9.7588e-06 | 1.7011e-06 | 3.8069e-07 | 1.6519e-10 | 0.091373
1045 |  | 0 | 0 | 0 | 0 | 0 | 1 |  | 0 | 0 | 0 | 0 | 0 | 1 | 0.99358 | 0.96364 | 0.99343 | 0.97735 | 0.99708 | 0.99764 | 0.99803 | 0.99827 | 0.99842 | 0.9985 | 4.7145e-05 | 0.00010603 | 1.454e-05 | 4.5446e-06 | 1.3392e-09 | 0.99642 | 0.99478 | 0.97735 | 0.099009 | 1 | 4.2065e-06 | 9.4655e-06 | 1.2986e-06 | 4.0598e-07 | 1.1965e-10 | 0.089033
1046 |  | 0 | 0 | 0 | 0 | 0 | 1 |  | 0 | 0 | 0 | 0 | 0 | 1 | 0.99346 | 0.96375 | 0.99331 | 0.97774 | 0.99702 | 0.99759 | 0.998 | 0.99824 | 0.99839 | 0.99848 | 4.699e-05 | 0.00010511 | 1.6436e-05 | 5.0111e-06 | 1.1236e-09 | 0.99631 | 0.99469 | 0.97774 | 0.096414 | 1 | 4.0849e-06 | 9.143e-06 | 1.4302e-06 | 4.3616e-07 | 9.781e-11 | 0.086737
1047 |  | 0 | 0 | 0 | 0 | 0 | 1 |  | 0 | 0 | 0 | 0 | 0 | 1 | 0.99334 | 0.96405 | 0.99319 | 0.97618 | 0.99697 | 0.99755 | 0.99796 | 0.99821 | 0.99836 | 0.99845 | 4.521e-05 | 0.0001039 | 2.0408e-05 | 5.5358e-06 | 1.0331e-09 | 0.99611 | 0.99459 | 0.97618 | 0.093819 | 1 | 3.8119e-06 | 8.7657e-06 | 1.7224e-06 | 4.6734e-07 | 8.7231e-11 | 0.084113
1048 |  | 0 | 0 | 0 | 0 | 0 | 1 |  | 0 | 0 | 0 | 0 | 0 | 1 | 0.99323 | 0.96344 | 0.99307 | 0.97687 | 0.99692 | 0.99751 | 0.99792 | 0.99818 | 0.99833 | 0.99842 | 4.4381e-05 | 0.00010217 | 1.7129e-05 | 6.1917e-06 | 9.0604e-10 | 0.9958 | 0.9945 | 0.97687 | 0.091224 | 1 | 3.64e-06 | 8.3849e-06 | 1.4063e-06 | 5.0846e-07 | 7.4416e-11 | 0.081795
1049 |  | 0 | 0 | 0 | 0 | 0 | 1 |  | 0 | 0 | 0 | 0 | 0 | 1 | 0.99311 | 0.96258 | 0.99295 | 0.97463 | 0.99686 | 0.99746 | 0.99789 | 0.99815 | 0.9983 | 0.9984 | 4.4279e-05 | 0.00010014 | 1.4376e-05 | 6.9648e-06 | 7.869e-10 | 0.99543 | 0.9944 | 0.97463 | 0.088629 | 1 | 3.5076e-06 | 7.9377e-06 | 1.14e-06 | 5.5244e-07 | 6.2425e-11 | 0.078975
1050 |  | 0 | 0 | 0 | 0 | 0 | 1 |  | 0 | 0 | 0 | 0 | 0 | 1 | 0.99299 | 0.96347 | 0.99283 | 0.97655 | 0.99681 | 0.99742 | 0.99785 | 0.99812 | 0.99827 | 0.99837 | 4.4706e-05 | 9.7883e-05 | 1.2175e-05 | 7.8329e-06 | 6.7828e-10 | 0.99502 | 0.99431 | 0.97655 | 0.086034 | 1 | 3.4532e-06 | 7.5653e-06 | 9.4141e-07 | 6.0582e-07 | 5.2469e-11 | 0.076978
1051 |  | 0 | 0 | 0 | 0 | 0 | 1 |  | 0 | 0 | 0 | 0 | 0 | 1 | 0.99299 | 0.9632 | 0.99283 | 0.9741 | 0.99681 | 0.99742 | 0.99785 | 0.99812 | 0.99827 | 0.99837 | 4.5673e-05 | 9.5237e-05 | 1.3176e-05 | 8.945e-06 | 6.54e-10 | 0.99459 | 0.99431 | 0.9741 | 0.085011 | 1 | 3.4675e-06 | 7.2348e-06 | 1.0014e-06 | 6.8e-07 | 4.9724e-11 | 0.075628
1052 |  | 0 | 0 | 0 | 0 | 0 | 1 |  | 0 | 0 | 0 | 0 | 0 | 1 | 0.99299 | 0.96227 | 0.99283 | 0.97589 | 0.99681 | 0.99742 | 0.99785 | 0.99812 | 0.99827 | 0.99837 | 4.5051e-05 | 9.2437e-05 | 1.3704e-05 | 1.0231e-05 | 6.7592e-10 | 0.9942 | 0.99431 | 0.97589 | 0.084009 | 1 | 3.3891e-06 | 6.9581e-06 | 1.032e-06 | 7.7066e-07 | 5.0923e-11 | 0.074909
1053 |  | 0 | 0 | 0 | 0 | 0 | 1 |  | 0 | 0 | 0 | 0 | 0 | 1 | 0.99299 | 0.9628 | 0.99283 | 0.97433 | 0.99681 | 0.99742 | 0.99785 | 0.99812 | 0.99827 | 0.99837 | 4.2933e-05 | 8.9492e-05 | 1.3788e-05 | 1.168e-05 | 7.4129e-10 | 0.99383 | 0.99431 | 0.97433 | 0.083007 | 1 | 3.1828e-06 | 6.6384e-06 | 1.0232e-06 | 8.6703e-07 | 5.5035e-11 | 0.073791
1054 |  | 0 | 0 | 0 | 0 | 0 | 1 |  | 0 | 0 | 0 | 0 | 0 | 1 | 0.99299 | 0.9624 | 0.99283 | 0.97524 | 0.99681 | 0.99742 | 0.99785 | 0.99812 | 0.99827 | 0.99837 | 4.0621e-05 | 8.6371e-05 | 1.3378e-05 | 1.3553e-05 | 9.9635e-10 | 0.99357 | 0.99431 | 0.97524 | 0.082005 | 1 | 2.9794e-06 | 6.3389e-06 | 9.8229e-07 | 9.9534e-07 | 7.3186e-11 | 0.072989
1055 |  | 0 | 0 | 0 | 0 | 0 | 1 |  | 0 | 0 | 0 | 0 | 0 | 1 | 0.99299 | 0.96245 | 0.99283 | 0.97508 | 0.99681 | 0.99742 | 0.99785 | 0.99812 | 0.99827 | 0.99837 | 3.8318e-05 | 8.3217e-05 | 1.3875e-05 | 1.5674e-05 | 1.0555e-09 | 0.99339 | 0.99431 | 0.97508 | 0.081003 | 1 | 2.7754e-06 | 6.0311e-06 | 1.006e-06 | 1.1367e-06 | 7.6561e-11 | 0.072064
1056 |  | 0 | 0 | 0 | 0 | 0 | 1 |  | 0 | 0 | 0 | 0 | 0 | 1 | 0.99299 | 0.96292 | 0.99283 | 0.97454 | 0.99681 | 0.99742 | 0.99785 | 0.99812 | 0.99827 | 0.99837 | 3.6038e-05 | 8.0025e-05 | 1.565e-05 | 1.8122e-05 | 8.3437e-10 | 0.99331 | 0.99431 | 0.97454 | 0.080001 | 1 | 2.5763e-06 | 5.7245e-06 | 1.12e-06 | 1.2972e-06 | 5.9737e-11 | 0.071123
1057 |  | 0 | 0 | 0 | 0 | 0 | 1 |  | 0 | 0 | 0 | 0 | 0 | 1 | 0.99299 | 0.96179 | 0.99283 | 0.97518 | 0.99681 | 0.99742 | 0.99785 | 0.99812 | 0.99827 | 0.99837 | 3.3076e-05 | 7.6868e-05 | 1.211e-05 | 2.1194e-05 | 1.5606e-09 | 0.99338 | 0.99431 | 0.97518 | 0.078999 | 1 | 2.3353e-06 | 5.4305e-06 | 8.5593e-07 | 1.4983e-06 | 1.1035e-10 | 0.070246
1058 |  | 0 | 0 | 0 | 0 | 0 | 1 |  | 0 | 0 | 0 | 0 | 0 | 1 | 0.99299 | 0.96193 | 0.99283 | 0.97554 | 0.99681 | 0.99742 | 0.99785 | 0.99812 | 0.99827 | 0.99837 | 3.0136e-05 | 7.3758e-05 | 9.8091e-06 | 2.4646e-05 | 2.204e-09 | 0.99352 | 0.99431 | 0.97554 | 0.077997 | 1 | 2.1026e-06 | 5.1493e-06 | 6.851e-07 | 1.7218e-06 | 1.54e-10 | 0.069426
1059 |  | 0 | 0 | 0 | 0 | 0 | 1 |  | 0 | 0 | 0 | 0 | 0 | 1 | 0.99299 | 0.96261 | 0.99283 | 0.97524 | 0.99681 | 0.99742 | 0.99785 | 0.99812 | 0.99827 | 0.99837 | 2.7492e-05 | 7.074e-05 | 1.2268e-05 | 2.8746e-05 | 2.3148e-09 | 0.99376 | 0.99431 | 0.97524 | 0.076995 | 1 | 1.8936e-06 | 4.8755e-06 | 8.4591e-07 | 1.9826e-06 | 1.5968e-10 | 0.068556
1060 |  | 0 | 0 | 0 | 0 | 0 | 1 |  | 0 | 0 | 0 | 0 | 0 | 1 | 0.99299 | 0.96266 | 0.99283 | 0.97571 | 0.99681 | 0.99742 | 0.99785 | 0.99812 | 0.99827 | 0.99837 | 2.5613e-05 | 6.7871e-05 | 7.0367e-05 | 3.374e-05 | 1.8008e-09 | 0.99405 | 0.99431 | 0.97571 | 0.075995 | 1 | 1.7431e-06 | 4.6217e-06 | 4.7937e-06 | 2.2992e-06 | 1.2273e-10 | 0.067755
1061 |  | 0 | 0 | 0 | 0 | 0 | 1 |  | 0 | 0 | 0 | 0 | 0 | 1 | 0.99299 | 0.96149 | 0.99283 | 0.97567 | 0.99681 | 0.99742 | 0.99785 | 0.99812 | 0.99827 | 0.99837 | 2.4249e-05 | 6.5098e-05 | 0.00012285 | 3.9323e-05 | 1.2372e-09 | 0.99436 | 0.99431 | 0.97567 | 0.075295 | 1 | 1.6329e-06 | 4.3863e-06 | 8.281e-06 | 2.6515e-06 | 8.3436e-11 | 0.067065
1062 |  | 0 | 0 | 0 | 0 | 0 | 1 |  | 0 | 0 | 0 | 0 | 0 | 1 | 0.99299 | 0.96191 | 0.99283 | 0.97555 | 0.99681 | 0.99742 | 0.99785 | 0.99812 | 0.99827 | 0.99837 | 2.407e-05 | 6.2531e-05 | 5.2655e-05 | 4.6237e-05 | 1.5034e-09 | 0.99465 | 0.99431 | 0.97555 | 0.074595 | 1 | 1.6061e-06 | 4.175e-06 | 3.5171e-06 | 3.0892e-06 | 1.0047e-10 | 0.066473
1063 |  | 0 | 0 | 0 | 0 | 0 | 1 |  | 0 | 0 | 0 | 0 | 0 | 1 | 0.99299 | 0.96023 | 0.99283 | 0.97588 | 0.99681 | 0.99742 | 0.99785 | 0.99812 | 0.99827 | 0.99837 | 2.4588e-05 | 6.0128e-05 | 2.128e-05 | 5.4453e-05 | 1.5823e-09 | 0.99485 | 0.99431 | 0.97588 | 0.073895 | 1 | 1.6235e-06 | 3.9727e-06 | 1.4066e-06 | 3.6002e-06 | 1.0463e-10 | 0.065792
1064 |  | 0 | 0 | 0 | 0 | 0 | 1 |  | 0 | 0 | 0 | 0 | 0 | 1 | 0.99299 | 0.96001 | 0.99283 | 0.97562 | 0.99681 | 0.99742 | 0.99785 | 0.99812 | 0.99827 | 0.99837 | 2.5595e-05 | 5.784e-05 | 1.6592e-05 | 6.3607e-05 | 1.6081e-09 | 0.99498 | 0.99431 | 0.97562 | 0.073195 | 1 | 1.6728e-06 | 3.7824e-06 | 1.0855e-06 | 4.1624e-06 | 1.0525e-10 | 0.065127
1065 |  | 0 | 0 | 0 | 0 | 0 | 1 |  | 0 | 0 | 0 | 0 | 0 | 1 | 0.99299 | 0.95954 | 0.99283 | 0.97486 | 0.99681 | 0.99742 | 0.99785 | 0.99812 | 0.99827 | 0.99837 | 2.7691e-05 | 5.5827e-05 | 3.682e-05 | 7.577e-05 | 5.5216e-09 | 0.99484 | 0.99431 | 0.97486 | 0.072494 | 1 | 1.7888e-06 | 3.6085e-06 | 2.3809e-06 | 4.9009e-06 | 3.572e-10 | 0.064364
1066 |  | 0 | 0 | 0 | 0 | 0 | 1 |  | 0 | 0 | 0 | 0 | 0 | 1 | 0.99299 | 0.96167 | 0.99283 | 0.97387 | 0.99681 | 0.99742 | 0.99785 | 0.99812 | 0.99827 | 0.99837 | 3.0353e-05 | 5.3933e-05 | 3.9888e-05 | 8.9877e-05 | 6.0993e-09 | 0.99452 | 0.99431 | 0.97387 | 0.071794 | 1 | 1.9421e-06 | 3.453e-06 | 2.5549e-06 | 5.7583e-06 | 3.9083e-10 | 0.063733
1067 |  | 0 | 0 | 0 | 0 | 0 | 1 |  | 0 | 0 | 0 | 0 | 0 | 1 | 0.99299 | 0.95808 | 0.99283 | 0.97309 | 0.99681 | 0.99742 | 0.99785 | 0.99812 | 0.99827 | 0.99837 | 3.3749e-05 | 5.2192e-05 | 2.0718e-05 | 0.0001065 | 2.3538e-09 | 0.99397 | 0.99431 | 0.97309 | 0.071094 | 1 | 2.127e-06 | 3.2913e-06 | 1.3071e-06 | 6.7209e-06 | 1.4856e-10 | 0.062741
1068 |  | 0 | 0 | 0 | 0 | 0 | 1 |  | 0 | 0 | 0 | 0 | 0 | 1 | 0.99299 | 0.95885 | 0.99283 | 0.97476 | 0.99681 | 0.99742 | 0.99785 | 0.99812 | 0.99827 | 0.99837 | 3.8613e-05 | 5.0668e-05 | 0.00014087 | 0.00012884 | 2.2074e-09 | 0.99302 | 0.99431 | 0.97476 | 0.070394 | 1 | 2.4198e-06 | 3.1771e-06 | 8.8369e-06 | 8.0849e-06 | 1.3853e-10 | 0.062327
1069 |  | 0 | 0 | 0 | 0 | 0 | 1 |  | 0 | 0 | 0 | 0 | 0 | 1 | 0.99299 | 0.95865 | 0.99283 | 0.97291 | 0.99681 | 0.99742 | 0.99785 | 0.99812 | 0.99827 | 0.99837 | 4.4361e-05 | 4.924e-05 | 0.00021156 | 0.00015491 | 2.3876e-09 | 0.99187 | 0.99431 | 0.97291 | 0.069694 | 1 | 2.7413e-06 | 3.0447e-06 | 1.3087e-05 | 9.5856e-06 | 1.4776e-10 | 0.061389
1070 |  | 0 | 0 | 0 | 0 | 0 | 1 |  | 0 | 0 | 0 | 0 | 0 | 0 | 0.99299 | 0.9586 | 0.99283 | 0.97275 | 0.99681 | 0.99742 | 0.99785 | 0.99812 | 0.99827 | 0.99837 | 5.1916e-05 | 4.7985e-05 | 6.5087e-05 | 0.00018888 | 1.6359e-09 | 0.99033 | 0.99431 | 0.97275 | 0.06899 | 1 | 3.1746e-06 | 2.936e-06 | 3.9841e-06 | 1.1565e-05 | 1.0018e-10 | 0.060651
1071 |  | 0 | 0 | 0 | 0 | 0 | 1 |  | 0 | 0 | 0 | 0 | 0 | 0 | 0.99299 | 0.95833 | 0.99283 | 0.97171 | 0.99681 | 0.99742 | 0.99785 | 0.99812 | 0.99827 | 0.99837 | 6.1699e-05 | 4.6862e-05 | 4.2932e-05 | 0.00023427 | 2.0544e-09 | 0.98847 | 0.99431 | 0.97171 | 0.067892 | 1 | 3.7038e-06 | 2.8148e-06 | 2.5799e-06 | 1.4081e-05 | 1.2351e-10 | 0.059429
1072 |  | 0 | 0 | 0 | 0 | 0 | 1 |  | 0 | 0 | 0 | 0 | 0 | 0 | 0.99299 | 0.95871 | 0.99283 | 0.972 | 0.99681 | 0.99742 | 0.99785 | 0.99812 | 0.99827 | 0.99837 | 7.2887e-05 | 4.5819e-05 | 8.0577e-05 | 0.00028727 | 2.967e-09 | 0.98641 | 0.99431 | 0.972 | 0.066793 | 1 | 4.3088e-06 | 2.7103e-06 | 4.7684e-06 | 1.7005e-05 | 1.7566e-10 | 0.058405
1073 |  | 0 | 0 | 0 | 0 | 0 | 1 |  | 0 | 0 | 0 | 0 | 0 | 0 | 0.99299 | 0.95799 | 0.99283 | 0.97171 | 0.99681 | 0.99742 | 0.99785 | 0.99812 | 0.99827 | 0.99837 | 8.8231e-05 | 4.4937e-05 | 3.7557e-05 | 0.00036842 | 1.9619e-09 | 0.98398 | 0.99431 | 0.97171 | 0.065694 | 1 | 5.1232e-06 | 2.6109e-06 | 2.1831e-06 | 2.1421e-05 | 1.1409e-10 | 0.057225
1074 |  | 0 | 0 | 0 | 0 | 0 | 1 |  | 0 | 0 | 0 | 0 | 0 | 0 | 0.99299 | 0.9583 | 0.99283 | 0.97106 | 0.99681 | 0.99742 | 0.99785 | 0.99812 | 0.99827 | 0.99837 | 0.00010575 | 4.4118e-05 | 5.46e-05 | 0.00047373 | 1.4698e-09 | 0.98143 | 0.99431 | 0.97106 | 0.064596 | 1 | 6.0316e-06 | 2.5179e-06 | 3.1175e-06 | 2.7056e-05 | 8.3956e-11 | 0.056066
1075 |  | 0 | 0 | 0 | 0 | 0 | 1 |  | 0 | 0 | 0 | 0 | 0 | 0 | 0.99299 | 0.95747 | 0.99283 | 0.9721 | 0.99681 | 0.99742 | 0.99785 | 0.99812 | 0.99827 | 0.99837 | 0.00012593 | 4.3376e-05 | 0.00014528 | 0.00060865 | 1.6065e-09 | 0.97874 | 0.99431 | 0.9721 | 0.063497 | 1 | 7.0694e-06 | 2.4365e-06 | 8.164e-06 | 3.4213e-05 | 9.0319e-11 | 0.05503
1076 |  | 0 | 0 | 0 | 0 | 0 | 1 |  | 0 | 0 | 0 | 0 | 0 | 0 | 0.99299 | 0.95809 | 0.99283 | 0.97058 | 0.99681 | 0.99742 | 0.99785 | 0.99812 | 0.99827 | 0.99837 | 0.00014923 | 4.2721e-05 | 8.3369e-05 | 0.00082889 | 1.1621e-09 | 0.97598 | 0.99431 | 0.97058 | 0.062399 | 1 | 8.2123e-06 | 2.3524e-06 | 4.5926e-06 | 4.5673e-05 | 6.4046e-11 | 0.053792
1077 |  | 0 | 0 | 0 | 0 | 0 | 1 |  | 0 | 0 | 0 | 0 | 0 | 0 | 0.99299 | 0.95958 | 0.99283 | 0.97084 | 0.99681 | 0.99742 | 0.99785 | 0.99812 | 0.99827 | 0.99837 | 0.00017341 | 4.21e-05 | 1.955e-05 | 0.0011103 | 1.0013e-09 | 0.97323 | 0.99431 | 0.97084 | 0.0613 | 1 | 9.3947e-06 | 2.2822e-06 | 1.0602e-06 | 6.0228e-05 | 5.4323e-11 | 0.052807
1078 |  | 0 | 0 | 0 | 0 | 0 | 1 |  | 0 | 0 | 0 | 0 | 0 | 0 | 0.99299 | 0.95741 | 0.99283 | 0.97263 | 0.99681 | 0.99742 | 0.99785 | 0.99812 | 0.99827 | 0.99837 | 0.00019855 | 4.1535e-05 | 5.3186e-05 | 0.0015488 | 2.2359e-09 | 0.97059 | 0.99431 | 0.97263 | 0.060202 | 1 | 1.0578e-05 | 2.2143e-06 | 2.8367e-06 | 8.2626e-05 | 1.193e-10 | 0.051793
1079 |  | 0 | 0 | 0 | 0 | 0 | 1 |  | 0 | 0 | 0 | 0 | 0 | 0 | 0.99299 | 0.95756 | 0.99283 | 0.97188 | 0.99681 | 0.99742 | 0.99785 | 0.99812 | 0.99827 | 0.99837 | 0.00022337 | 4.0994e-05 | 4.6148e-05 | 0.0022322 | 1.9238e-09 | 0.96816 | 0.99431 | 0.97188 | 0.059103 | 1 | 1.1668e-05 | 2.1426e-06 | 2.4131e-06 | 0.00011675 | 1.0064e-10 | 0.050651
1080 |  | 0 | 0 | 0 | 0 | 0 | 1 |  | 0 | 0 | 0 | 0 | 0 | 0 | 0.99299 | 0.95755 | 0.99283 | 0.97104 | 0.99681 | 0.99742 | 0.99785 | 0.99812 | 0.99827 | 0.99837 | 0.000248 | 4.0469e-05 | 1.1966e-05 | 0.0030791 | 5.7954e-10 | 0.96586 | 0.99431 | 0.97104 | 0.058004 | 1 | 1.2691e-05 | 2.0723e-06 | 6.1301e-07 | 0.00015778 | 2.9701e-11 | 0.049505
1081 |  | 0 | 0 | 0 | 0 | 0 | 1 |  | 0 | 0 | 0 | 0 | 0 | 0 | 0.99288 | 0.95859 | 0.99271 | 0.97067 | 0.99676 | 0.99738 | 0.99782 | 0.99809 | 0.99824 | 0.99834 | 0.00027256 | 3.9955e-05 | 7.1218e-06 | 0.0046784 | 5.6248e-10 | 0.96409 | 0.99421 | 0.97067 | 0.056904 | 1 | 1.3683e-05 | 2.007e-06 | 3.579e-07 | 0.00023517 | 2.8279e-11 | 0.048475
1082 |  | 0 | 0 | 0 | 0 | 0 | 1 |  | 0 | 0 | 0 | 0 | 0 | 0 | 0.99276 | 0.95643 | 0.9926 | 0.97201 | 0.9967 | 0.99734 | 0.99778 | 0.99805 | 0.99821 | 0.99831 | 0.00029744 | 3.9435e-05 | 4.4446e-06 | 0.0066649 | 5.0392e-10 | 0.96256 | 0.99412 | 0.97201 | 0.055804 | 1 | 1.4645e-05 | 1.9428e-06 | 2.1907e-07 | 0.0003286 | 2.4849e-11 | 0.047469
1083 |  | 0 | 0 | 0 | 0 | 0 | 1 |  | 0 | 0 | 0 | 0 | 0 | 0 | 0.99265 | 0.95729 | 0.99248 | 0.97041 | 0.99665 | 0.99729 | 0.99775 | 0.99802 | 0.99819 | 0.99829 | 0.00032295 | 3.8903e-05 | 4.3976e-06 | 0.0093563 | 2.9629e-10 | 0.96149 | 0.99403 | 0.97041 | 0.054703 | 1 | 1.5544e-05 | 1.8737e-06 | 2.1189e-07 | 0.00045094 | 1.4283e-11 | 0.046353
1084 |  | 0 | 0 | 0 | 0 | 0 | 1 |  | 0 | 0 | 0 | 0 | 0 | 0 | 0.99253 | 0.95587 | 0.99236 | 0.97168 | 0.9966 | 0.99725 | 0.99771 | 0.99799 | 0.99816 | 0.99826 | 0.00034899 | 3.8344e-05 | 6.2344e-06 | 0.012377 | 2.4703e-10 | 0.96095 | 0.99393 | 0.97168 | 0.053603 | 1 | 1.6472e-05 | 1.811e-06 | 2.9458e-07 | 0.00058498 | 1.1678e-11 | 0.045431
1085 |  | 0 | 0 | 0 | 0 | 0 | 1 |  | 0 | 0 | 0 | 0 | 0 | 0 | 0.99241 | 0.95585 | 0.99224 | 0.97046 | 0.99655 | 0.99721 | 0.99767 | 0.99796 | 0.99813 | 0.99823 | 0.0003752 | 3.777e-05 | 1.0258e-05 | 0.015491 | 2.7283e-10 | 0.9607 | 0.99384 | 0.97046 | 0.052503 | 1 | 1.7295e-05 | 1.7422e-06 | 4.7335e-07 | 0.00071504 | 1.2596e-11 | 0.044358
1086 |  | 0 | 0 | 0 | 0 | 0 | 1 |  | 0 | 0 | 0 | 0 | 0 | 0 | 0.99241 | 0.95654 | 0.99224 | 0.97035 | 0.99655 | 0.99721 | 0.99767 | 0.99796 | 0.99813 | 0.99823 | 0.00040079 | 3.7143e-05 | 3.4392e-05 | 0.017978 | 4.3049e-10 | 0.96114 | 0.99384 | 0.97035 | 0.051402 | 1 | 1.8096e-05 | 1.6781e-06 | 1.5546e-06 | 0.00081287 | 1.9468e-11 | 0.04347
1087 |  | 0 | 0 | 0 | 0 | 0 | 1 |  | 0 | 0 | 0 | 0 | 0 | 0 | 0.99241 | 0.95511 | 0.99224 | 0.97075 | 0.99655 | 0.99721 | 0.99767 | 0.99796 | 0.99813 | 0.99823 | 0.00042578 | 3.6488e-05 | 6.0702e-05 | 0.020273 | 1.0652e-09 | 0.96187 | 0.99384 | 0.97075 | 0.050302 | 1 | 1.88e-05 | 1.6121e-06 | 2.6833e-06 | 0.00089642 | 4.7108e-11 | 0.042542
1088 |  | 0 | 0 | 0 | 0 | 0 | 1 |  | 0 | 0 | 0 | 0 | 0 | 0 | 0.99241 | 0.95529 | 0.99224 | 0.96929 | 0.99655 | 0.99721 | 0.99767 | 0.99796 | 0.99813 | 0.99823 | 0.00044992 | 3.5794e-05 | 9.0025e-05 | 0.022303 | 2.361e-09 | 0.96297 | 0.99384 | 0.96929 | 0.049202 | 1 | 1.9377e-05 | 1.5426e-06 | 3.8815e-06 | 0.00096187 | 1.0184e-10 | 0.041543
1089 |  | 0 | 0 | 0 | 0 | 0 | 1 |  | 0 | 0 | 0 | 0 | 0 | 0 | 0.99241 | 0.95535 | 0.99224 | 0.97112 | 0.99655 | 0.99721 | 0.99767 | 0.99796 | 0.99813 | 0.99823 | 0.00047338 | 3.5045e-05 | 6.2387e-05 | 0.024409 | 1.3052e-08 | 0.96443 | 0.99384 | 0.97112 | 0.048101 | 1 | 2.0007e-05 | 1.4821e-06 | 2.6398e-06 | 0.0010331 | 5.5254e-10 | 0.040831
1090 |  | 0 | 0 | 0 | 0 | 0 | 1 |  | 0 | 0 | 0 | 0 | 0 | 0 | 0.99241 | 0.95582 | 0.99224 | 0.96858 | 0.99655 | 0.99721 | 0.99767 | 0.99796 | 0.99813 | 0.99823 | 0.00049659 | 3.4271e-05 | 2.5116e-05 | 0.026561 | 2.4226e-08 | 0.966 | 0.99384 | 0.96858 | 0.047001 | 1 | 2.0412e-05 | 1.4096e-06 | 1.0335e-06 | 0.0010933 | 9.9738e-10 | 0.039773
1091 |  | 0 | 0 | 0 | 0 | 0 | 1 |  | 0 | 0 | 0 | 0 | 0 | 0 | 0.99241 | 0.95564 | 0.99224 | 0.97041 | 0.99655 | 0.99721 | 0.99767 | 0.99796 | 0.99813 | 0.99823 | 0.00051948 | 3.3437e-05 | 4.7735e-05 | 0.028899 | 1.676e-08 | 0.96772 | 0.99384 | 0.97041 | 0.050394 | 1 | 2.2976e-05 | 1.4798e-06 | 2.1136e-06 | 0.00128 | 7.4247e-10 | 0.042874
1092 |  | 0 | 0 | 0 | 0 | 0 | 1 |  | 0 | 0 | 0 | 0 | 0 | 0 | 0.99241 | 0.95378 | 0.99224 | 0.96891 | 0.99655 | 0.99721 | 0.99767 | 0.99796 | 0.99813 | 0.99823 | 0.00054206 | 3.2574e-05 | 5.0228e-05 | 0.031424 | 1.4548e-08 | 0.96936 | 0.99384 | 0.96891 | 0.053791 | 1 | 2.5462e-05 | 1.5311e-06 | 2.362e-06 | 0.0014782 | 6.8443e-10 | 0.04561
1093 |  | 0 | 0 | 0 | 0 | 0 | 1 |  | 0 | 0 | 0 | 0 | 0 | 0 | 0.99241 | 0.9553 | 0.99224 | 0.97014 | 0.99655 | 0.99721 | 0.99767 | 0.99796 | 0.99813 | 0.99823 | 0.00056427 | 3.1678e-05 | 2.8221e-05 | 0.034178 | 1.8731e-08 | 0.9709 | 0.99384 | 0.97014 | 0.057188 | 1 | 2.8296e-05 | 1.5896e-06 | 1.4168e-06 | 0.0017163 | 9.4077e-10 | 0.04877
1094 |  | 0 | 0 | 0 | 0 | 0 | 1 |  | 0 | 0 | 0 | 0 | 0 | 0 | 0.99241 | 0.9551 | 0.99224 | 0.96917 | 0.99655 | 0.99721 | 0.99767 | 0.99796 | 0.99813 | 0.99823 | 0.00058554 | 3.0743e-05 | 6.03e-05 | 0.037301 | 1.5581e-08 | 0.97198 | 0.99384 | 0.96917 | 0.060586 | 1 | 3.1038e-05 | 1.6307e-06 | 3.2e-06 | 0.0019801 | 8.2722e-10 | 0.05161
1095 |  | 0 | 0 | 0 | 0 | 0 | 1 |  | 0 | 0 | 0 | 0 | 0 | 0 | 0.99241 | 0.95451 | 0.99224 | 0.97011 | 0.99655 | 0.99721 | 0.99767 | 0.99796 | 0.99813 | 0.99823 | 0.00060642 | 2.9794e-05 | 9.6266e-05 | 0.040776 | 1.1923e-08 | 0.97282 | 0.99384 | 0.97011 | 0.063983 | 1 | 3.3993e-05 | 1.6712e-06 | 5.4023e-06 | 0.0022889 | 6.6941e-10 | 0.054624
1096 |  | 0 | 0 | 0 | 0 | 0 | 1 |  | 0 | 0 | 0 | 0 | 0 | 0 | 0.99241 | 0.95387 | 0.99224 | 0.96854 | 0.99655 | 0.99721 | 0.99767 | 0.99796 | 0.99813 | 0.99823 | 0.00062631 | 2.8816e-05 | 4.679e-05 | 0.0462 | 2e-08 | 0.97281 | 0.99384 | 0.96854 | 0.06738 | 1 | 3.6827e-05 | 1.6955e-06 | 2.7543e-06 | 0.0027204 | 1.1779e-09 | 0.057298
1097 |  | 0 | 0 | 0 | 0 | 0 | 1 |  | 0 | 0 | 0 | 0 | 0 | 0 | 0.99241 | 0.95535 | 0.99224 | 0.96992 | 0.99655 | 0.99721 | 0.99767 | 0.99796 | 0.99813 | 0.99823 | 0.00064603 | 2.7832e-05 | 2.4364e-05 | 0.057681 | 2.1569e-08 | 0.97223 | 0.99384 | 0.96992 | 0.070778 | 1 | 4.0078e-05 | 1.7277e-06 | 1.5132e-06 | 0.0035834 | 1.3402e-09 | 0.060415
1098 |  | 0 | 0 | 0 | 0 | 0 | 1 |  | 0 | 0 | 0 | 0 | 0 | 0 | 0.99241 | 0.95509 | 0.99224 | 0.96822 | 0.99655 | 0.99721 | 0.99767 | 0.99796 | 0.99813 | 0.99823 | 0.00066553 | 2.684e-05 | 3.6767e-05 | 0.076961 | 1.4758e-08 | 0.9709 | 0.99384 | 0.96822 | 0.074175 | 1 | 4.3106e-05 | 1.7396e-06 | 2.3841e-06 | 0.0049918 | 9.5742e-10 | 0.062992
1099 |  | 0 | 0 | 0 | 0 | 0 | 1 |  | 0 | 0 | 0 | 0 | 0 | 0 | 0.99241 | 0.95323 | 0.99224 | 0.96947 | 0.99655 | 0.99721 | 0.99767 | 0.99796 | 0.99813 | 0.99823 | 0.00068585 | 2.5852e-05 | 3.6387e-05 | 0.10639 | 1.599e-08 | 0.96839 | 0.99384 | 0.96947 | 0.077572 | 1 | 4.6486e-05 | 1.7534e-06 | 2.469e-06 | 0.0072213 | 1.0855e-09 | 0.065747
1100 |  | 0 | 0 | 0 | 0 | 0 | 1 |  | 0 | 0 | 0 | 0 | 0 | 0 | 0.99241 | 0.95341 | 0.99224 | 0.96859 | 0.99655 | 0.99721 | 0.99767 | 0.99796 | 0.99813 | 0.99823 | 0.00070665 | 2.4868e-05 | 3.1895e-05 | 0.13561 | 2.0185e-08 | 0.96536 | 0.99384 | 0.96859 | 0.080969 | 1 | 4.9911e-05 | 1.7576e-06 | 2.2553e-06 | 0.0095918 | 1.428e-09 | 0.0683
1101 |  | 0 | 0 | 0 | 0 | 0 | 0 |  | 0 | 0 | 0 | 0 | 0 | 0 | 0.99241 | 0.95278 | 0.99224 | 0.96892 | 0.99655 | 0.99721 | 0.99767 | 0.99796 | 0.99813 | 0.99823 | 0.00073038 | 2.3906e-05 | 2.7701e-05 | 0.11763 | 2.9274e-08 | 0.9607 | 0.99384 | 0.96892 | 0 | 1 | 0 | 0 | 0 | 0 | 0 | 0
1102 |  | 0 | 0 | 0 | 0 | 0 | 0 |  | 0 | 0 | 0 | 0 | 0 | 0 | 0.99241 | 0.95424 | 0.99224 | 0.96743 | 0.99655 | 0.99721 | 0.99767 | 0.99796 | 0.99813 | 0.99823 | 0.00075607 | 2.2961e-05 | 2.9068e-05 | 0.10704 | 5.2178e-08 | 0.95536 | 0.99384 | 0.96743 | 0 | 1 | 0 | 0 | 0 | 0 | 0 | 0
1103 |  | 0 | 0 | 0 | 0 | 0 | 0 |  | 0 | 0 | 0 | 0 | 0 | 0 | 0.99241 | 0.95305 | 0.99224 | 0.9673 | 0.99655 | 0.99721 | 0.99767 | 0.99796 | 0.99813 | 0.99823 | 0.00078502 | 2.2043e-05 | 3.9623e-05 | 0.10867 | 9.7908e-08 | 0.9489 | 0.99384 | 0.9673 | 0 | 1 | 0 | 0 | 0 | 0 | 0 | 0
1104 |  | 0 | 0 | 0 | 0 | 0 | 0 |  | 0 | 0 | 0 | 0 | 0 | 0 | 0.99241 | 0.95296 | 0.99224 | 0.96839 | 0.99655 | 0.99721 | 0.99767 | 0.99796 | 0.99813 | 0.99823 | 0.00081869 | 2.1164e-05 | 3.0484e-05 | 0.11881 | 7.7738e-08 | 0.94126 | 0.99384 | 0.96839 | 0 | 1 | 0 | 0 | 0 | 0 | 0 | 0
1105 |  | 0 | 0 | 0 | 0 | 0 | 0 |  | 0 | 0 | 0 | 0 | 0 | 0 | 0.99241 | 0.95229 | 0.99224 | 0.9676 | 0.99655 | 0.99721 | 0.99767 | 0.99796 | 0.99813 | 0.99823 | 0.00085457 | 2.0303e-05 | 1.2074e-05 | 0.13295 | 2.6549e-08 | 0.93306 | 0.99384 | 0.9676 | 0 | 1 | 0 | 0 | 0 | 0 | 0 | 0
1106 |  | 0 | 0 | 0 | 0 | 0 | 0 |  | 0 | 0 | 0 | 0 | 0 | 0 | 0.9923 | 0.95215 | 0.99212 | 0.9671 | 0.99649 | 0.99716 | 0.99764 | 0.99793 | 0.9981 | 0.99821 | 0.00089857 | 1.951e-05 | 1.6926e-05 | 0.12069 | 5.7563e-08 | 0.92334 | 0.99374 | 0.9671 | 0 | 1 | 0 | 0 | 0 | 0 | 0 | 0
1107 |  | 0 | 0 | 0 | 0 | 0 | 0 |  | 0 | 0 | 0 | 0 | 0 | 0 | 0.99218 | 0.95209 | 0.992 | 0.96699 | 0.99644 | 0.99712 | 0.9976 | 0.9979 | 0.99807 | 0.99818 | 0.00094539 | 1.8739e-05 | 2.4769e-05 | 0.11104 | 7.2603e-08 | 0.91324 | 0.99365 | 0.96699 | 0 | 1 | 0 | 0 | 0 | 0 | 0 | 0
1108 |  | 0 | 0 | 0 | 0 | 0 | 0 |  | 0 | 0 | 0 | 0 | 0 | 0 | 0.99206 | 0.95272 | 0.99188 | 0.96672 | 0.99639 | 0.99708 | 0.99757 | 0.99787 | 0.99804 | 0.99815 | 0.00099932 | 1.8024e-05 | 3.9256e-05 | 0.11006 | 3.9366e-08 | 0.90221 | 0.99355 | 0.96672 | 0 | 1 | 0 | 0 | 0 | 0 | 0 | 0
1109 |  | 0 | 0 | 0 | 0 | 0 | 0 |  | 0 | 0 | 0 | 0 | 0 | 0 | 0.99195 | 0.95071 | 0.99176 | 0.96709 | 0.99633 | 0.99704 | 0.99753 | 0.99783 | 0.99801 | 0.99812 | 0.0010597 | 1.7353e-05 | 3.6993e-05 | 0.11373 | 5.7508e-08 | 0.89067 | 0.99346 | 0.96709 | 0 | 1 | 0 | 0 | 0 | 0 | 0 | 0
1110 |  | 0 | 0 | 0 | 0 | 0 | 0 |  | 0 | 0 | 0 | 0 | 0 | 0 | 0.99183 | 0.95402 | 0.99164 | 0.96638 | 0.99628 | 0.99699 | 0.9975 | 0.9978 | 0.99798 | 0.9981 | 0.0011253 | 1.6718e-05 | 2.1415e-05 | 0.1211 | 1.1649e-07 | 0.87872 | 0.99336 | 0.96638 | 0 | 1 | 0 | 0 | 0 | 0 | 0 | 0
1111 |  | 0 | 0 | 0 | 0 | 0 | 0 |  | 0 | 0 | 0 | 0 | 0 | 0 | 0.99195 | 0.95191 | 0.99176 | 0.96669 | 0.99633 | 0.99704 | 0.99753 | 0.99783 | 0.99801 | 0.99812 | 0.001203 | 1.615e-05 | 1.9348e-05 | 0.12308 | 9.2632e-08 | 0.86634 | 0.99346 | 0.96669 | 0 | 1 | 0 | 0 | 0 | 0 | 0 | 0
1112 |  | 0 | 0 | 0 | 0 | 0 | 0 |  | 0 | 0 | 0 | 0 | 0 | 0 | 0.99206 | 0.95106 | 0.99188 | 0.966 | 0.99639 | 0.99708 | 0.99757 | 0.99787 | 0.99804 | 0.99815 | 0.0012852 | 1.5605e-05 | 1.9682e-05 | 0.12388 | 6.1482e-08 | 0.85387 | 0.99355 | 0.966 | 0 | 1 | 0 | 0 | 0 | 0 | 0 | 0
1113 |  | 0 | 0 | 0 | 0 | 0 | 0 |  | 0 | 0 | 0 | 0 | 0 | 0 | 0.99218 | 0.95095 | 0.992 | 0.96532 | 0.99644 | 0.99712 | 0.9976 | 0.9979 | 0.99807 | 0.99818 | 0.0013839 | 1.5129e-05 | 1.8539e-05 | 0.12352 | 9.6377e-08 | 0.84134 | 0.99365 | 0.96532 | 0 | 1 | 0 | 0 | 0 | 0 | 0 | 0
1114 |  | 0 | 0 | 0 | 0 | 0 | 0 |  | 0 | 0 | 0 | 0 | 0 | 0 | 0.9923 | 0.95176 | 0.99212 | 0.96742 | 0.99649 | 0.99716 | 0.99764 | 0.99793 | 0.9981 | 0.99821 | 0.0014921 | 1.4682e-05 | 1.7751e-05 | 0.11987 | 1.1972e-07 | 0.82893 | 0.99374 | 0.96742 | 0 | 1 | 0 | 0 | 0 | 0 | 0 | 0
1115 |  | 0 | 0 | 0 | 0 | 0 | 0 |  | 0 | 0 | 0 | 0 | 0 | 0 | 0.99241 | 0.95119 | 0.99224 | 0.96463 | 0.99655 | 0.99721 | 0.99767 | 0.99796 | 0.99813 | 0.99823 | 0.0016156 | 1.4282e-05 | 1.7526e-05 | 0.11103 | 1.2472e-07 | 0.81673 | 0.99384 | 0.96463 | 0 | 1 | 0 | 0 | 0 | 0 | 0 | 0
1116 |  | 0 | 0 | 0 | 0 | 0 | 0 |  | 0 | 0 | 0 | 0 | 0 | 0 | 0.99241 | 0.95029 | 0.99224 | 0.96666 | 0.99655 | 0.99721 | 0.99767 | 0.99796 | 0.99813 | 0.99823 | 0.0017614 | 1.3928e-05 | 2.2156e-05 | 0.10475 | 1.6908e-07 | 0.80501 | 0.99384 | 0.96666 | 0 | 1 | 0 | 0 | 0 | 0 | 0 | 0
1117 |  | 0 | 0 | 0 | 0 | 0 | 0 |  | 0 | 0 | 0 | 0 | 0 | 0 | 0.99241 | 0.95057 | 0.99224 | 0.96505 | 0.99655 | 0.99721 | 0.99767 | 0.99796 | 0.99813 | 0.99823 | 0.0019189 | 1.3599e-05 | 2.9375e-05 | 0.099835 | 2.3444e-07 | 0.79353 | 0.99384 | 0.96505 | 0 | 1 | 0 | 0 | 0 | 0 | 0 | 0
1118 |  | 0 | 0 | 0 | 0 | 0 | 0 |  | 0 | 0 | 0 | 0 | 0 | 0 | 0.99241 | 0.95035 | 0.99224 | 0.96564 | 0.99655 | 0.99721 | 0.99767 | 0.99796 | 0.99813 | 0.99823 | 0.00212 | 1.3332e-05 | 2.2856e-05 | 0.098369 | 2.1878e-07 | 0.78302 | 0.99384 | 0.96564 | 0 | 1 | 0 | 0 | 0 | 0 | 0 | 0
1119 |  | 0 | 0 | 0 | 0 | 0 | 0 |  | 0 | 0 | 0 | 0 | 0 | 0 | 0.99241 | 0.94903 | 0.99224 | 0.96492 | 0.99655 | 0.99721 | 0.99767 | 0.99796 | 0.99813 | 0.99823 | 0.0023368 | 1.3082e-05 | 1.6944e-05 | 0.097632 | 1.9653e-07 | 0.77283 | 0.99384 | 0.96492 | 0 | 1 | 0 | 0 | 0 | 0 | 0 | 0
1120 |  | 0 | 0 | 0 | 0 | 0 | 0 |  | 0 | 0 | 0 | 0 | 0 | 0 | 0.99241 | 0.95097 | 0.99224 | 0.96435 | 0.99655 | 0.99721 | 0.99767 | 0.99796 | 0.99813 | 0.99823 | 0.0026105 | 1.2886e-05 | 2.0584e-05 | 0.098877 | 1.8012e-07 | 0.76375 | 0.99384 | 0.96435 | 0 | 1 | 0 | 0 | 0 | 0 | 0 | 0
1121 |  | 0 | 0 | 0 | 0 | 0 | 0 |  | 0 | 0 | 0 | 0 | 0 | 0 | 0.9923 | 0.94954 | 0.99212 | 0.96395 | 0.99649 | 0.99716 | 0.99764 | 0.99793 | 0.9981 | 0.99821 | 0.0029257 | 1.2714e-05 | 2.1133e-05 | 0.099488 | 1.6661e-07 | 0.75532 | 0.99374 | 0.96395 | 0 | 1 | 0 | 0 | 0 | 0 | 0 | 0
1122 |  | 0 | 0 | 0 | 0 | 0 | 0 |  | 0 | 0 | 0 | 0 | 0 | 0 | 0.99218 | 0.94885 | 0.992 | 0.96467 | 0.99644 | 0.99712 | 0.9976 | 0.9979 | 0.99807 | 0.99818 | 0.0032991 | 1.2578e-05 | 1.7359e-05 | 0.099213 | 1.5718e-07 | 0.7478 | 0.99365 | 0.96467 | 0 | 1 | 0 | 0 | 0 | 0 | 0 | 0
1123 |  | 0 | 0 | 0 | 0 | 0 | 0 |  | 0 | 0 | 0 | 0 | 0 | 0 | 0.99206 | 0.94827 | 0.99188 | 0.96335 | 0.99639 | 0.99708 | 0.99757 | 0.99787 | 0.99804 | 0.99815 | 0.0037695 | 1.2481e-05 | 1.9319e-05 | 0.097306 | 1.8871e-07 | 0.74141 | 0.99355 | 0.96335 | 0 | 1 | 0 | 0 | 0 | 0 | 0 | 0
1124 |  | 0 | 0 | 0 | 0 | 0 | 0 |  | 0 | 0 | 0 | 0 | 0 | 0 | 0.99195 | 0.94789 | 0.99176 | 0.96347 | 0.99633 | 0.99704 | 0.99753 | 0.99783 | 0.99801 | 0.99812 | 0.0042899 | 1.2404e-05 | 2.4221e-05 | 0.094563 | 2.4126e-07 | 0.73561 | 0.99346 | 0.96347 | 0 | 1 | 0 | 0 | 0 | 0 | 0 | 0
1125 |  | 0 | 0 | 0 | 0 | 0 | 0 |  | 0 | 0 | 0 | 0 | 0 | 0 | 0.99183 | 0.94978 | 0.99164 | 0.96279 | 0.99628 | 0.99699 | 0.9975 | 0.9978 | 0.99798 | 0.9981 | 0.0050058 | 1.2378e-05 | 2.1998e-05 | 0.093167 | 3.8997e-07 | 0.73144 | 0.99336 | 0.96279 | 0 | 1 | 0 | 0 | 0 | 0 | 0 | 0
1126 |  | 0 | 0 | 0 | 0 | 0 | 0 |  | 0 | 0 | 0 | 0 | 0 | 0 | 0.99171 | 0.94847 | 0.99152 | 0.96345 | 0.99623 | 0.99695 | 0.99746 | 0.99777 | 0.99796 | 0.99807 | 0.0057855 | 1.2365e-05 | 1.9218e-05 | 0.092069 | 5.063e-07 | 0.72771 | 0.99327 | 0.96345 | 0 | 1 | 0 | 0 | 0 | 0 | 0 | 0
1127 |  | 0 | 0 | 0 | 0 | 0 | 0 |  | 0 | 0 | 0 | 0 | 0 | 0 | 0.9916 | 0.94866 | 0.99141 | 0.96346 | 0.99617 | 0.99691 | 0.99742 | 0.99774 | 0.99793 | 0.99804 | 0.0068402 | 1.2401e-05 | 1.8024e-05 | 0.091941 | 3.3918e-07 | 0.72561 | 0.99317 | 0.96346 | 0 | 1 | 0 | 0 | 0 | 0 | 0 | 0
1128 |  | 0 | 0 | 0 | 0 | 0 | 0 |  | 0 | 0 | 0 | 0 | 0 | 0 | 0.99148 | 0.94978 | 0.99129 | 0.96279 | 0.99612 | 0.99686 | 0.99739 | 0.99771 | 0.9979 | 0.99801 | 0.0080519 | 1.2457e-05 | 1.668e-05 | 0.091613 | 2.4069e-07 | 0.72419 | 0.99308 | 0.96279 | 0 | 1 | 0 | 0 | 0 | 0 | 0 | 0
1129 |  | 0 | 0 | 0 | 0 | 0 | 0 |  | 0 | 0 | 0 | 0 | 0 | 0 | 0.99137 | 0.94859 | 0.99117 | 0.96189 | 0.99607 | 0.99682 | 0.99735 | 0.99768 | 0.99787 | 0.99799 | 0.0095433 | 1.255e-05 | 1.507e-05 | 0.090931 | 2.6448e-07 | 0.724 | 0.99299 | 0.96189 | 0 | 1 | 0 | 0 | 0 | 0 | 0 | 0
1130 |  | 0 | 0 | 0 | 0 | 0 | 0 |  | 0 | 0 | 0 | 0 | 0 | 0 | 0.99125 | 0.94709 | 0.99105 | 0.96277 | 0.99601 | 0.99678 | 0.99732 | 0.99765 | 0.99784 | 0.99796 | 0.011341 | 1.2676e-05 | 1.8782e-05 | 0.089836 | 2.56e-07 | 0.72491 | 0.99289 | 0.96277 | 0 | 1 | 0 | 0 | 0 | 0 | 0 | 0
1131 |  | 0 | 0 | 0 | 0 | 0 | 0 |  | 0 | 0 | 0 | 0 | 0 | 0 | 0.99125 | 0.94814 | 0.99105 | 0.96121 | 0.99601 | 0.99678 | 0.99732 | 0.99765 | 0.99784 | 0.99796 | 0.013359 | 1.2827e-05 | 2.6331e-05 | 0.088443 | 2.2426e-07 | 0.72661 | 0.99289 | 0.96121 | 0 | 1 | 0 | 0 | 0 | 0 | 0 | 0
1132 |  | 0 | 0 | 0 | 0 | 0 | 0 |  | 0 | 0 | 0 | 0 | 0 | 0 | 0.99125 | 0.94641 | 0.99105 | 0.96268 | 0.99601 | 0.99678 | 0.99732 | 0.99765 | 0.99784 | 0.99796 | 0.015757 | 1.3026e-05 | 0.0036173 | 0.087847 | 2.9353e-07 | 0.72978 | 0.99289 | 0.96268 | 0 | 1 | 0 | 0 | 0 | 0 | 0 | 0
1133 |  | 0 | 0 | 0 | 0 | 0 | 0 |  | 0 | 0 | 0 | 0 | 0 | 0 | 0.99125 | 0.94913 | 0.99105 | 0.96076 | 0.99601 | 0.99678 | 0.99732 | 0.99765 | 0.99784 | 0.99796 | 0.018253 | 1.3237e-05 | 0.0080497 | 0.087472 | 3.869e-07 | 0.73334 | 0.99289 | 0.96076 | 0 | 1 | 0 | 0 | 0 | 0 | 0 | 0
1134 |  | 0 | 0 | 0 | 0 | 0 | 0 |  | 0 | 0 | 0 | 0 | 0 | 0 | 0.99125 | 0.94799 | 0.99105 | 0.96131 | 0.99601 | 0.99678 | 0.99732 | 0.99765 | 0.99784 | 0.99796 | 0.020973 | 1.3512e-05 | 0.0035595 | 0.089321 | 2.7756e-07 | 0.73863 | 0.99289 | 0.96131 | 0 | 1 | 0 | 0 | 0 | 0 | 0 | 0
1135 |  | 0 | 0 | 0 | 0 | 0 | 0 |  | 0 | 0 | 0 | 0 | 0 | 0 | 0.99125 | 0.94558 | 0.99105 | 0.95984 | 0.99601 | 0.99678 | 0.99732 | 0.99765 | 0.99784 | 0.99796 | 0.023688 | 1.3802e-05 | 2.8627e-05 | 0.091794 | 2.0537e-07 | 0.74428 | 0.99289 | 0.95984 | 0 | 1 | 0 | 0 | 0 | 0 | 0 | 0
1136 |  | 0 | 0 | 0 | 0 | 0 | 0 |  | 0 | 0 | 0 | 0 | 0 | 0 | 0.99125 | 0.94837 | 0.99105 | 0.96177 | 0.99601 | 0.99678 | 0.99732 | 0.99765 | 0.99784 | 0.99796 | 0.026384 | 1.4145e-05 | 5.2114e-05 | 0.096583 | 2.7084e-07 | 0.7512 | 0.99289 | 0.96177 | 0 | 1 | 0 | 0 | 0 | 0 | 0 | 0
1137 |  | 0 | 0 | 0 | 0 | 0 | 0 |  | 0 | 0 | 0 | 0 | 0 | 0 | 0.99125 | 0.94529 | 0.99105 | 0.96056 | 0.99601 | 0.99678 | 0.99732 | 0.99765 | 0.99784 | 0.99796 | 0.029075 | 1.4518e-05 | 5.7067e-05 | 0.10234 | 3.1712e-07 | 0.75871 | 0.99289 | 0.96056 | 0 | 1 | 0 | 0 | 0 | 0 | 0 | 0
1138 |  | 0 | 0 | 0 | 0 | 0 | 0 |  | 0 | 0 | 0 | 0 | 0 | 0 | 0.99125 | 0.94429 | 0.99105 | 0.96103 | 0.99601 | 0.99678 | 0.99732 | 0.99765 | 0.99784 | 0.99796 | 0.031758 | 1.4934e-05 | 3.5532e-05 | 0.10947 | 3.36e-07 | 0.76707 | 0.99289 | 0.96103 | 0 | 1 | 0 | 0 | 0 | 0 | 0 | 0
1139 |  | 0 | 0 | 0 | 0 | 0 | 0 |  | 0 | 0 | 0 | 0 | 0 | 0 | 0.99125 | 0.946 | 0.99105 | 0.95907 | 0.99601 | 0.99678 | 0.99732 | 0.99765 | 0.99784 | 0.99796 | 0.034505 | 1.5398e-05 | 0.00028887 | 0.11735 | 3.2453e-07 | 0.77617 | 0.99289 | 0.95907 | 0 | 1 | 0 | 0 | 0 | 0 | 0 | 0
1140 |  | 0 | 0 | 0 | 0 | 0 | 0 |  | 0 | 0 | 0 | 0 | 0 | 0 | 0.99125 | 0.9461 | 0.99105 | 0.96157 | 0.99601 | 0.99678 | 0.99732 | 0.99765 | 0.99784 | 0.99796 | 0.037294 | 1.5894e-05 | 0.00072164 | 0.12571 | 2.9327e-07 | 0.78574 | 0.99289 | 0.96157 | 0 | 1 | 0 | 0 | 0 | 0 | 0 | 0
1141 |  | 0 | 0 | 0 | 0 | 0 | 0 |  | 0 | 0 | 0 | 0 | 0 | 0 | 0.99125 | 0.94589 | 0.99105 | 0.95949 | 0.99601 | 0.99678 | 0.99732 | 0.99765 | 0.99784 | 0.99796 | 0.040089 | 1.6458e-05 | 0.00048319 | 0.13417 | 2.6714e-07 | 0.79605 | 0.99289 | 0.95949 | 0 | 1 | 0 | 0 | 0 | 0 | 0 | 0
1142 |  | 0 | 0 | 0 | 0 | 0 | 0 |  | 0 | 0 | 0 | 0 | 0 | 0 | 0.99125 | 0.94589 | 0.99105 | 0.95964 | 0.99601 | 0.99678 | 0.99732 | 0.99765 | 0.99784 | 0.99796 | 0.042886 | 1.7039e-05 | 6.9138e-05 | 0.14265 | 2.4235e-07 | 0.80655 | 0.99289 | 0.95964 | 0 | 1 | 0 | 0 | 0 | 0 | 0 | 0
1143 |  | 0 | 0 | 0 | 0 | 0 | 0 |  | 0 | 0 | 0 | 0 | 0 | 0 | 0.99125 | 0.94574 | 0.99105 | 0.95979 | 0.99601 | 0.99678 | 0.99732 | 0.99765 | 0.99784 | 0.99796 | 0.045465 | 1.7711e-05 | 5.4414e-05 | 0.15076 | 2.0929e-07 | 0.81761 | 0.99289 | 0.95979 | 0 | 1 | 0 | 0 | 0 | 0 | 0 | 0
1144 |  | 0 | 0 | 0 | 0 | 0 | 0 |  | 0 | 0 | 0 | 0 | 0 | 0 | 0.99125 | 0.94583 | 0.99105 | 0.95922 | 0.99601 | 0.99678 | 0.99732 | 0.99765 | 0.99784 | 0.99796 | 0.048005 | 1.84e-05 | 5.0185e-05 | 0.15892 | 1.7819e-07 | 0.82873 | 0.99289 | 0.95922 | 0 | 1 | 0 | 0 | 0 | 0 | 0 | 0
1145 |  | 0 | 0 | 0 | 0 | 0 | 0 |  | 0 | 0 | 0 | 0 | 0 | 0 | 0.99125 | 0.94485 | 0.99105 | 0.96 | 0.99601 | 0.99678 | 0.99732 | 0.99765 | 0.99784 | 0.99796 | 0.050355 | 1.9174e-05 | 4.6183e-05 | 0.16739 | 1.5941e-07 | 0.84001 | 0.99289 | 0.96 | 0 | 1 | 0 | 0 | 0 | 0 | 0 | 0
1146 |  | 0 | 0 | 0 | 0 | 0 | 0 |  | 0 | 0 | 0 | 0 | 0 | 0 | 0.99125 | 0.94534 | 0.99105 | 0.95985 | 0.99601 | 0.99678 | 0.99732 | 0.99765 | 0.99784 | 0.99796 | 0.052709 | 1.9981e-05 | 4.4041e-05 | 0.17634 | 1.4443e-07 | 0.85123 | 0.99289 | 0.95985 | 0 | 1 | 0 | 0 | 0 | 0 | 0 | 0
1147 |  | 0 | 0 | 0 | 0 | 0 | 0 |  | 0 | 0 | 0 | 0 | 0 | 0 | 0.99125 | 0.94383 | 0.99105 | 0.95905 | 0.99601 | 0.99678 | 0.99732 | 0.99765 | 0.99784 | 0.99796 | 0.055068 | 2.086e-05 | 4.5839e-05 | 0.1863 | 1.3749e-07 | 0.86231 | 0.99289 | 0.95905 | 0 | 1 | 0 | 0 | 0 | 0 | 0 | 0
1148 |  | 0 | 0 | 0 | 0 | 0 | 0 |  | 0 | 0 | 0 | 0 | 0 | 0 | 0.99125 | 0.9455 | 0.99105 | 0.95877 | 0.99601 | 0.99678 | 0.99732 | 0.99765 | 0.99784 | 0.99796 | 0.057537 | 2.1792e-05 | 8.7502e-05 | 0.1977 | 1.2913e-07 | 0.8731 | 0.99289 | 0.95877 | 0 | 1 | 0 | 0 | 0 | 0 | 0 | 0
1149 |  | 0 | 0 | 0 | 0 | 0 | 0 |  | 0 | 0 | 0 | 0 | 0 | 0 | 0.99125 | 0.94367 | 0.99105 | 0.95875 | 0.99601 | 0.99678 | 0.99732 | 0.99765 | 0.99784 | 0.99796 | 0.060124 | 2.278e-05 | 0.00017149 | 0.21062 | 1.1925e-07 | 0.88356 | 0.99289 | 0.95875 | 0 | 1 | 0 | 0 | 0 | 0 | 0 | 0
1150 |  | 0 | 0 | 0 | 0 | 0 | 0 |  | 0 | 0 | 0 | 0 | 0 | 0 | 0.99125 | 0.94531 | 0.99105 | 0.95992 | 0.99601 | 0.99678 | 0.99732 | 0.99765 | 0.99784 | 0.99796 | 0.062996 | 2.3839e-05 | 0.00015955 | 0.22675 | 1.1075e-07 | 0.89336 | 0.99289 | 0.95992 | 0 | 1 | 0 | 0 | 0 | 0 | 0 | 0
1151 |  | 0 | 0 | 0 | 0 | 0 | 0 |  | 0 | 0 | 0 | 0 | 0 | 0 | 0.99125 | 0.94303 | 0.99105 | 0.95775 | 0.99601 | 0.99678 | 0.99732 | 0.99765 | 0.99784 | 0.99796 | 0.066028 | 2.4937e-05 | 9.4458e-05 | 0.24466 | 1.0301e-07 | 0.90279 | 0.99289 | 0.95775 | 0 | 1 | 0 | 0 | 0 | 0 | 0 | 0
1152 |  | 0 | 0 | 0 | 0 | 0 | 0 |  | 0 | 0 | 0 | 0 | 0 | 0 | 0.99125 | 0.94409 | 0.99105 | 0.95984 | 0.99601 | 0.99678 | 0.99732 | 0.99765 | 0.99784 | 0.99796 | 0.069768 | 2.6123e-05 | 5.5322e-05 | 0.2663 | 8.6251e-08 | 0.91113 | 0.99289 | 0.95984 | 0 | 1 | 0 | 0 | 0 | 0 | 0 | 0
1153 |  | 0 | 0 | 0 | 0 | 0 | 0 |  | 0 | 0 | 0 | 0 | 0 | 0 | 0.99125 | 0.94266 | 0.99105 | 0.95788 | 0.99601 | 0.99678 | 0.99732 | 0.99765 | 0.99784 | 0.99796 | 0.07369 | 2.7332e-05 | 2.2838e-05 | 0.2889 | 6.7175e-08 | 0.91918 | 0.99289 | 0.95788 | 0 | 1 | 0 | 0 | 0 | 0 | 0 | 0
1154 |  | 0 | 0 | 0 | 0 | 0 | 0 |  | 0 | 0 | 0 | 0 | 0 | 0 | 0.99125 | 0.94368 | 0.99105 | 0.9582 | 0.99601 | 0.99678 | 0.99732 | 0.99765 | 0.99784 | 0.99796 | 0.079193 | 2.864e-05 | 9.329e-05 | 0.30746 | 1.0184e-07 | 0.92565 | 0.99289 | 0.9582 | 0 | 1 | 0 | 0 | 0 | 0 | 0 | 0
1155 |  | 0 | 0 | 0 | 0 | 0 | 0 |  | 0 | 0 | 0 | 0 | 0 | 0 | 0.99125 | 0.94355 | 0.99105 | 0.95836 | 0.99601 | 0.99678 | 0.99732 | 0.99765 | 0.99784 | 0.99796 | 0.085014 | 2.9962e-05 | 0.00015648 | 0.32475 | 1.3209e-07 | 0.93187 | 0.99289 | 0.95836 | 0 | 1 | 0 | 0 | 0 | 0 | 0 | 0
1156 |  | 0 | 0 | 0 | 0 | 0 | 0 |  | 0 | 0 | 0 | 0 | 0 | 0 | 0.99125 | 0.94191 | 0.99105 | 0.95738 | 0.99601 | 0.99678 | 0.99732 | 0.99765 | 0.99784 | 0.99796 | 0.093282 | 3.1374e-05 | 7.0483e-05 | 0.33089 | 7.7674e-08 | 0.93633 | 0.99289 | 0.95738 | 0 | 1 | 0 | 0 | 0 | 0 | 0 | 0
1157 |  | 0 | 0 | 0 | 0 | 0 | 0 |  | 0 | 0 | 0 | 0 | 0 | 0 | 0.99125 | 0.94345 | 0.99105 | 0.95664 | 0.99601 | 0.99678 | 0.99732 | 0.99765 | 0.99784 | 0.99796 | 0.10212 | 3.2804e-05 | 3.0857e-06 | 0.33589 | 4.795e-08 | 0.94035 | 0.99289 | 0.95664 | 0 | 1 | 0 | 0 | 0 | 0 | 0 | 0
1158 |  | 0 | 0 | 0 | 0 | 0 | 0 |  | 0 | 0 | 0 | 0 | 0 | 0 | 0.99125 | 0.94369 | 0.99105 | 0.95575 | 0.99601 | 0.99678 | 0.99732 | 0.99765 | 0.99784 | 0.99796 | 0.11303 | 3.4301e-05 | 2.4783e-06 | 0.33676 | 1.0692e-07 | 0.94276 | 0.99289 | 0.95575 | 0 | 1 | 0 | 0 | 0 | 0 | 0 | 0
1159 |  | 0 | 0 | 0 | 0 | 0 | 0 |  | 0 | 0 | 0 | 0 | 0 | 0 | 0.99125 | 0.94099 | 0.99105 | 0.95735 | 0.99601 | 0.99678 | 0.99732 | 0.99765 | 0.99784 | 0.99796 | 0.12361 | 3.5822e-05 | 2.0365e-06 | 0.33737 | 2.4186e-07 | 0.94445 | 0.99289 | 0.95735 | 0 | 1 | 0 | 0 | 0 | 0 | 0 | 0
1160 |  | 0 | 0 | 0 | 0 | 0 | 0 |  | 0 | 0 | 0 | 0 | 0 | 0 | 0.99125 | 0.93917 | 0.99105 | 0.95558 | 0.99601 | 0.99678 | 0.99732 | 0.99765 | 0.99784 | 0.99796 | 0.13357 | 3.7388e-05 | 1.907e-06 | 0.33748 | 5.2018e-07 | 0.94475 | 0.99289 | 0.95558 | 0 | 1 | 0 | 0 | 0 | 0 | 0 | 0
1161 |  | 0 | 0 | 0 | 0 | 0 | 0 |  | 0 | 0 | 0 | 0 | 0 | 0 | 0.99113 | 0.94304 | 0.99093 | 0.95569 | 0.99596 | 0.99673 | 0.99728 | 0.99761 | 0.99781 | 0.99793 | 0.14142 | 3.8979e-05 | 1.8468e-06 | 0.33723 | 5.9905e-07 | 0.94407 | 0.9928 | 0.95569 | 0 | 1 | 0 | 0 | 0 | 0 | 0 | 0
1162 |  | 0 | 0 | 0 | 0 | 0 | 0 |  | 0 | 0 | 0 | 0 | 0 | 0 | 0.99102 | 0.94244 | 0.99081 | 0.95432 | 0.99591 | 0.99669 | 0.99725 | 0.99758 | 0.99778 | 0.99791 | 0.14689 | 4.0597e-05 | 1.8653e-06 | 0.33658 | 4.5196e-07 | 0.94229 | 0.9927 | 0.95432 | 0 | 1 | 0 | 0 | 0 | 0 | 0 | 0
1163 |  | 0 | 0 | 0 | 0 | 0 | 0 |  | 0 | 0 | 0 | 0 | 0 | 0 | 0.9909 | 0.94087 | 0.99069 | 0.95619 | 0.99586 | 0.99665 | 0.99721 | 0.99755 | 0.99775 | 0.99788 | 0.15193 | 4.2236e-05 | 1.9471e-06 | 0.33382 | 3.831e-07 | 0.93935 | 0.99261 | 0.95619 | 0 | 1 | 0 | 0 | 0 | 0 | 0 | 0
1164 |  | 0 | 0 | 0 | 0 | 0 | 0 |  | 0 | 0 | 0 | 0 | 0 | 0 | 0.99078 | 0.94173 | 0.99057 | 0.95333 | 0.9958 | 0.99661 | 0.99717 | 0.99752 | 0.99773 | 0.99785 | 0.15668 | 4.3889e-05 | 2.0739e-06 | 0.32955 | 3.697e-07 | 0.9356 | 0.99251 | 0.95333 | 0 | 1 | 0 | 0 | 0 | 0 | 0 | 0
1165 |  | 0 | 0 | 0 | 0 | 0 | 0 |  | 0 | 0 | 0 | 0 | 0 | 0 | 0.99067 | 0.94283 | 0.99045 | 0.95539 | 0.99575 | 0.99656 | 0.99714 | 0.99749 | 0.9977 | 0.99782 | 0.16386 | 4.5554e-05 | 2.2929e-06 | 0.32387 | 3.3468e-07 | 0.93059 | 0.99242 | 0.95539 | 0 | 1 | 0 | 0 | 0 | 0 | 0 | 0
1166 |  | 0 | 0 | 0 | 0 | 0 | 0 |  | 0 | 0 | 0 | 0 | 0 | 0 | 0.99078 | 0.9408 | 0.99057 | 0.95421 | 0.9958 | 0.99661 | 0.99717 | 0.99752 | 0.99773 | 0.99785 | 0.17211 | 4.7225e-05 | 2.5523e-06 | 0.31757 | 2.902e-07 | 0.92503 | 0.99251 | 0.95421 | 0 | 1 | 0 | 0 | 0 | 0 | 0 | 0
1167 |  | 0 | 0 | 0 | 0 | 0 | 0 |  | 0 | 0 | 0 | 0 | 0 | 0 | 0.9909 | 0.94076 | 0.99069 | 0.95402 | 0.99586 | 0.99665 | 0.99721 | 0.99755 | 0.99775 | 0.99788 | 0.18425 | 4.8901e-05 | 2.9843e-06 | 0.31079 | 3.3732e-07 | 0.91822 | 0.99261 | 0.95402 | 0 | 1 | 0 | 0 | 0 | 0 | 0 | 0
1168 |  | 0 | 0 | 0 | 0 | 0 | 0 |  | 0 | 0 | 0 | 0 | 0 | 0 | 0.99102 | 0.94233 | 0.99081 | 0.95412 | 0.99591 | 0.99669 | 0.99725 | 0.99758 | 0.99778 | 0.99791 | 0.19736 | 5.0577e-05 | 3.4597e-06 | 0.30388 | 4.074e-07 | 0.91108 | 0.9927 | 0.95412 | 0 | 1 | 0 | 0 | 0 | 0 | 0 | 0
1169 |  | 0 | 0 | 0 | 0 | 0 | 0 |  | 0 | 0 | 0 | 0 | 0 | 0 | 0.99113 | 0.94246 | 0.99093 | 0.95381 | 0.99596 | 0.99673 | 0.99728 | 0.99761 | 0.99781 | 0.99793 | 0.20974 | 5.2252e-05 | 4.3108e-06 | 0.29461 | 3.9952e-07 | 0.90278 | 0.9928 | 0.95381 | 0 | 1 | 0 | 0 | 0 | 0 | 0 | 0
1170 |  | 0 | 0 | 0 | 0 | 0 | 0 |  | 0 | 0 | 0 | 0 | 0 | 0 | 0.99125 | 0.93967 | 0.99105 | 0.95471 | 0.99601 | 0.99678 | 0.99732 | 0.99765 | 0.99784 | 0.99796 | 0.22204 | 5.3927e-05 | 5.2048e-06 | 0.28508 | 3.8275e-07 | 0.89434 | 0.99289 | 0.95471 | 0 | 1 | 0 | 0 | 0 | 0 | 0 | 0
1171 |  | 0 | 0 | 0 | 0 | 0 | 0 |  | 0 | 0 | 0 | 0 | 0 | 0 | 0.99113 | 0.94103 | 0.99093 | 0.95247 | 0.99596 | 0.99673 | 0.99728 | 0.99761 | 0.99781 | 0.99793 | 0.2268 | 5.56e-05 | 7.0353e-06 | 0.27088 | 2.9987e-07 | 0.88488 | 0.9928 | 0.95247 | 0 | 1 | 0 | 0 | 0 | 0 | 0 | 0
1172 |  | 0 | 0 | 0 | 0 | 0 | 0 |  | 0 | 0 | 0 | 0 | 0 | 0 | 0.99102 | 0.93931 | 0.99081 | 0.95449 | 0.99591 | 0.99669 | 0.99725 | 0.99758 | 0.99778 | 0.99791 | 0.23132 | 5.7274e-05 | 9.0691e-06 | 0.25638 | 2.3707e-07 | 0.87536 | 0.9927 | 0.95449 | 0 | 1 | 0 | 0 | 0 | 0 | 0 | 0
1173 |  | 0 | 0 | 0 | 0 | 0 | 0 |  | 0 | 0 | 0 | 0 | 0 | 0 | 0.9909 | 0.94042 | 0.99069 | 0.95406 | 0.99586 | 0.99665 | 0.99721 | 0.99755 | 0.99775 | 0.99788 | 0.23395 | 5.8954e-05 | 1.3495e-05 | 0.23883 | 4.3179e-07 | 0.86516 | 0.99261 | 0.95406 | 0 | 1 | 0 | 0 | 0 | 0 | 0 | 0
1174 |  | 0 | 0 | 0 | 0 | 0 | 0 |  | 0 | 0 | 0 | 0 | 0 | 0 | 0.99078 | 0.93974 | 0.99057 | 0.95353 | 0.9958 | 0.99661 | 0.99717 | 0.99752 | 0.99773 | 0.99785 | 0.23671 | 6.0637e-05 | 1.9354e-05 | 0.22123 | 6.356e-07 | 0.85489 | 0.99251 | 0.95353 | 0 | 1 | 0 | 0 | 0 | 0 | 0 | 0
1175 |  | 0 | 0 | 0 | 0 | 0 | 0 |  | 0 | 0 | 0 | 0 | 0 | 0 | 0.99067 | 0.94036 | 0.99045 | 0.95407 | 0.99575 | 0.99656 | 0.99714 | 0.99749 | 0.9977 | 0.99782 | 0.2402 | 6.2341e-05 | 3.3092e-05 | 0.20344 | 8.8936e-07 | 0.84424 | 0.99242 | 0.95407 | 0 | 1 | 0 | 0 | 0 | 0 | 0 | 0
1176 |  | 0 | 0 | 0 | 0 | 0 | 0 |  | 0 | 0 | 0 | 0 | 0 | 0 | 0.99055 | 0.93906 | 0.99034 | 0.95113 | 0.9957 | 0.99652 | 0.9971 | 0.99746 | 0.99767 | 0.9978 | 0.24305 | 6.4057e-05 | 5.8201e-05 | 0.18615 | 1.0063e-06 | 0.83355 | 0.99232 | 0.95113 | 0 | 1 | 0 | 0 | 0 | 0 | 0 | 0
1177 |  | 0 | 0 | 0 | 0 | 0 | 0 |  | 0 | 0 | 0 | 0 | 0 | 0 | 0.99044 | 0.94044 | 0.99022 | 0.95442 | 0.99564 | 0.99648 | 0.99707 | 0.99743 | 0.99764 | 0.99777 | 0.2437 | 6.5814e-05 | 0.00012208 | 0.17057 | 6.5691e-07 | 0.82273 | 0.99223 | 0.95442 | 0 | 1 | 0 | 0 | 0 | 0 | 0 | 0
1178 |  | 0 | 0 | 0 | 0 | 0 | 0 |  | 0 | 0 | 0 | 0 | 0 | 0 | 0.99032 | 0.93808 | 0.9901 | 0.95085 | 0.99559 | 0.99643 | 0.99703 | 0.9974 | 0.99761 | 0.99774 | 0.2433 | 6.7597e-05 | 0.00021489 | 0.15577 | 3.9521e-07 | 0.81194 | 0.99213 | 0.95085 | 0 | 1 | 0 | 0 | 0 | 0 | 0 | 0
1179 |  | 0 | 0 | 0 | 0 | 0 | 0 |  | 0 | 0 | 0 | 0 | 0 | 0 | 0.9902 | 0.93892 | 0.98998 | 0.95343 | 0.99554 | 0.99639 | 0.99699 | 0.99736 | 0.99758 | 0.99772 | 0.24035 | 6.9445e-05 | 0.00037743 | 0.14287 | 3.4478e-07 | 0.80121 | 0.99204 | 0.95343 | 0 | 1 | 0 | 0 | 0 | 0 | 0 | 0
1180 |  | 0 | 0 | 0 | 0 | 0 | 0 |  | 0 | 0 | 0 | 0 | 0 | 0 | 0.99009 | 0.93829 | 0.98986 | 0.94996 | 0.99548 | 0.99635 | 0.99696 | 0.99733 | 0.99755 | 0.99769 | 0.2373 | 7.1343e-05 | 0.0004406 | 0.13072 | 5.0392e-07 | 0.7906 | 0.99195 | 0.94996 | 0 | 1 | 0 | 0 | 0 | 0 | 0 | 0
1181 |  | 0 | 0 | 0 | 0 | 0 | 0 |  | 0 | 0 | 0 | 0 | 0 | 0 | 0.99009 | 0.9412 | 0.98986 | 0.95218 | 0.99548 | 0.99635 | 0.99696 | 0.99733 | 0.99755 | 0.99769 | 0.23407 | 7.3332e-05 | 0.00032205 | 0.11995 | 1.0463e-06 | 0.78019 | 0.99195 | 0.95218 | 0 | 1 | 0 | 0 | 0 | 0 | 0 | 0
1182 |  | 0 | 0 | 0 | 0 | 0 | 0 |  | 0 | 0 | 0 | 0 | 0 | 0 | 0.99009 | 0.93745 | 0.98986 | 0.9507 | 0.99548 | 0.99635 | 0.99696 | 0.99733 | 0.99755 | 0.99769 | 0.23072 | 7.5404e-05 | 0.00026549 | 0.10981 | 1.1501e-06 | 0.77 | 0.99195 | 0.9507 | 0 | 1 | 0 | 0 | 0 | 0 | 0 | 0
1183 |  | 0 | 0 | 0 | 0 | 0 | 0 |  | 0 | 0 | 0 | 0 | 0 | 0 | 0.99009 | 0.93818 | 0.98986 | 0.95115 | 0.99548 | 0.99635 | 0.99696 | 0.99733 | 0.99755 | 0.99769 | 0.22718 | 7.7596e-05 | 0.00029912 | 0.10059 | 6.1598e-07 | 0.76012 | 0.99195 | 0.95115 | 0 | 1 | 0 | 0 | 0 | 0 | 0 | 0
1184 |  | 0 | 0 | 0 | 0 | 0 | 0 |  | 0 | 0 | 0 | 0 | 0 | 0 | 0.99009 | 0.93813 | 0.98986 | 0.95092 | 0.99548 | 0.99635 | 0.99696 | 0.99733 | 0.99755 | 0.99769 | 0.22399 | 7.9914e-05 | 0.00030586 | 0.091921 | 3.8165e-07 | 0.75056 | 0.99195 | 0.95092 | 0 | 1 | 0 | 0 | 0 | 0 | 0 | 0
1185 |  | 0 | 0 | 0 | 0 | 0 | 0 |  | 0 | 0 | 0 | 0 | 0 | 0 | 0.99009 | 0.93796 | 0.98986 | 0.95049 | 0.99548 | 0.99635 | 0.99696 | 0.99733 | 0.99755 | 0.99769 | 0.22121 | 8.2384e-05 | 0.00028032 | 0.083904 | 5.0692e-07 | 0.74139 | 0.99195 | 0.95049 | 0 | 1 | 0 | 0 | 0 | 0 | 0 | 0
1186 |  | 0 | 0 | 0 | 0 | 0 | 0 |  | 0 | 0 | 0 | 0 | 0 | 0 | 0.99009 | 0.93866 | 0.98986 | 0.94816 | 0.99548 | 0.99635 | 0.99696 | 0.99733 | 0.99755 | 0.99769 | 0.21969 | 8.5031e-05 | 0.00033355 | 0.07652 | 6.3611e-07 | 0.73263 | 0.99195 | 0.94816 | 0 | 1 | 0 | 0 | 0 | 0 | 0 | 0
1187 |  | 0 | 0 | 0 | 0 | 0 | 0 |  | 0 | 0 | 0 | 0 | 0 | 0 | 0.99009 | 0.93752 | 0.98986 | 0.9511 | 0.99548 | 0.99635 | 0.99696 | 0.99733 | 0.99755 | 0.99769 | 0.21945 | 8.7861e-05 | 0.00046695 | 0.06978 | 7.6929e-07 | 0.7243 | 0.99195 | 0.9511 | 0 | 1 | 0 | 0 | 0 | 0 | 0 | 0
1188 |  | 0 | 0 | 0 | 0 | 0 | 0 |  | 0 | 0 | 0 | 0 | 0 | 0 | 0.99009 | 0.93671 | 0.98986 | 0.94889 | 0.99548 | 0.99635 | 0.99696 | 0.99733 | 0.99755 | 0.99769 | 0.22086 | 9.0938e-05 | 0.00054621 | 0.063999 | 8.1401e-07 | 0.71646 | 0.99195 | 0.94889 | 0 | 1 | 0 | 0 | 0 | 0 | 0 | 0
1189 |  | 0 | 0 | 0 | 0 | 0 | 0 |  | 0 | 0 | 0 | 0 | 0 | 0 | 0.99009 | 0.93622 | 0.98986 | 0.95024 | 0.99548 | 0.99635 | 0.99696 | 0.99733 | 0.99755 | 0.99769 | 0.22372 | 9.4236e-05 | 0.00057746 | 0.059069 | 7.8026e-07 | 0.70905 | 0.99195 | 0.95024 | 0 | 1 | 0 | 0 | 0 | 0 | 0 | 0
1190 |  | 0 | 0 | 0 | 0 | 0 | 0 |  | 0 | 0 | 0 | 0 | 0 | 0 | 0.99009 | 0.9364 | 0.98986 | 0.94836 | 0.99548 | 0.99635 | 0.99696 | 0.99733 | 0.99755 | 0.99769 | 0.22801 | 9.7865e-05 | 0.00059116 | 0.055607 | 1.204e-06 | 0.70216 | 0.99195 | 0.94836 | 0 | 1 | 0 | 0 | 0 | 0 | 0 | 0
1191 |  | 0 | 0 | 0 | 0 | 0 | 0 |  | 0 | 0 | 0 | 0 | 0 | 0 | 0.98997 | 0.93799 | 0.98974 | 0.95117 | 0.99543 | 0.99631 | 0.99692 | 0.9973 | 0.99752 | 0.99766 | 0.23343 | 0.00010176 | 0.00059095 | 0.05331 | 1.9904e-06 | 0.6957 | 0.99185 | 0.95117 | 0 | 1 | 0 | 0 | 0 | 0 | 0 | 0
1192 |  | 0 | 0 | 0 | 0 | 0 | 0 |  | 0 | 0 | 0 | 0 | 0 | 0 | 0.98986 | 0.9372 | 0.98962 | 0.94844 | 0.99538 | 0.99626 | 0.99689 | 0.99727 | 0.9975 | 0.99763 | 0.23972 | 0.00010608 | 0.00063242 | 0.053346 | 3.4924e-06 | 0.68975 | 0.99176 | 0.94844 | 0 | 1 | 0 | 0 | 0 | 0 | 0 | 0
1193 |  | 0 | 0 | 0 | 0 | 0 | 0 |  | 0 | 0 | 0 | 0 | 0 | 0 | 0.98974 | 0.93525 | 0.9895 | 0.94945 | 0.99533 | 0.99622 | 0.99685 | 0.99724 | 0.99747 | 0.99761 | 0.24665 | 0.00011072 | 0.00070419 | 0.055079 | 5.5147e-06 | 0.68418 | 0.99166 | 0.94945 | 0 | 1 | 0 | 0 | 0 | 0 | 0 | 0
1194 |  | 0 | 0 | 0 | 0 | 0 | 0 |  | 0 | 0 | 0 | 0 | 0 | 0 | 0.98962 | 0.93567 | 0.98939 | 0.94909 | 0.99527 | 0.99618 | 0.99682 | 0.99721 | 0.99744 | 0.99758 | 0.25365 | 0.00011592 | 0.0010922 | 0.061518 | 5.2523e-06 | 0.67908 | 0.99157 | 0.94909 | 0 | 1 | 0 | 0 | 0 | 0 | 0 | 0
1195 |  | 0 | 0 | 0 | 0 | 0 | 0 |  | 0 | 0 | 0 | 0 | 0 | 0 | 0.98951 | 0.93703 | 0.98927 | 0.94884 | 0.99522 | 0.99613 | 0.99678 | 0.99718 | 0.99741 | 0.99755 | 0.2607 | 0.0001215 | 0.0016965 | 0.071176 | 3.427e-06 | 0.67429 | 0.99147 | 0.94884 | 0 | 1 | 0 | 0 | 0 | 0 | 0 | 0
1196 |  | 0 | 0 | 0 | 0 | 0 | 0 |  | 0 | 0 | 0 | 0 | 0 | 0 | 0.98939 | 0.93705 | 0.98915 | 0.94829 | 0.99517 | 0.99609 | 0.99674 | 0.99714 | 0.99738 | 0.99753 | 0.26721 | 0.00012778 | 0.002199 | 0.088833 | 2.7179e-06 | 0.66986 | 0.99138 | 0.94829 | 0 | 1 | 0 | 0 | 0 | 0 | 0 | 0
1197 |  | 0 | 0 | 0 | 0 | 0 | 0 |  | 0 | 0 | 0 | 0 | 0 | 0 | 0.98927 | 0.93663 | 0.98903 | 0.94764 | 0.99511 | 0.99605 | 0.99671 | 0.99711 | 0.99735 | 0.9975 | 0.27337 | 0.00013453 | 0.002634 | 0.11178 | 2.7473e-06 | 0.66566 | 0.99128 | 0.94764 | 0 | 1 | 0 | 0 | 0 | 0 | 0 | 0
1198 |  | 0 | 0 | 0 | 0 | 0 | 0 |  | 0 | 0 | 0 | 0 | 0 | 0 | 0.98916 | 0.93688 | 0.98891 | 0.9489 | 0.99506 | 0.99601 | 0.99667 | 0.99708 | 0.99732 | 0.99747 | 0.27895 | 0.00014218 | 0.0023752 | 0.12515 | 3.2318e-06 | 0.66166 | 0.99119 | 0.9489 | 0 | 1 | 0 | 0 | 0 | 0 | 0 | 0
1199 |  | 0 | 0 | 0 | 0 | 0 | 0 |  | 0 | 0 | 0 | 0 | 0 | 0 | 0.98904 | 0.93737 | 0.98879 | 0.94762 | 0.99501 | 0.99596 | 0.99664 | 0.99705 | 0.99729 | 0.99744 | 0.28415 | 0.00015042 | 0.00166 | 0.13223 | 4.0158e-06 | 0.65778 | 0.9911 | 0.94762 | 0 | 1 | 0 | 0 | 0 | 0 | 0 | 0
1200 |  | 0 | 0 | 0 | 0 | 0 | 0 |  | 0 | 0 | 0 | 0 | 0 | 0 | 0.98893 | 0.93648 | 0.98867 | 0.94831 | 0.99495 | 0.99592 | 0.9966 | 0.99702 | 0.99727 | 0.99742 | 0.28898 | 0.00015978 | 0.001587 | 0.13434 | 5.4084e-06 | 0.6539 | 0.991 | 0.94831 | 0 | 1 | 0 | 0 | 0 | 0 | 0 | 0
1201 |  | 0 | 0 | 0 | 0 | 0 | 0 |  | 0 | 0 | 0 | 0 | 0 | 0 | 0.98893 | 0 | 0.98867 | 0 | 0.99495 | 0.99592 | 0.9966 | 0.99702 | 0.99727 | 0.99742 | 0.29357 | 0.0001699 | 0.0019458 | 0.13311 | 7.2103e-06 | 0.65003 | 0.991 | 0 | 0 | 1 | 0 | 0 | 0 | 0 | 0 | 0
1202 |  | 0 | 0 | 0 | 0 | 0 | 0 |  | 0 | 0 | 0 | 0 | 0 | 0 | 0.98893 | 0 | 0.98867 | 0 | 0.99495 | 0.99592 | 0.9966 | 0.99702 | 0.99727 | 0.99742 | 0.2979 | 0.00018143 | 0.0021654 | 0.12906 | 2.4138e-05 | 0.64594 | 0.991 | 0 | 0 | 1 | 0 | 0 | 0 | 0 | 0 | 0
1203 |  | 0 | 0 | 0 | 0 | 0 | 0 |  | 0 | 0 | 0 | 0 | 0 | 0 | 0.98893 | 0 | 0.98867 | 0 | 0.99495 | 0.99592 | 0.9966 | 0.99702 | 0.99727 | 0.99742 | 0.30203 | 0.00019395 | 0.0022866 | 0.12301 | 5.1752e-05 | 0.64172 | 0.991 | 0 | 0 | 1 | 0 | 0 | 0 | 0 | 0 | 0
1204 |  | 0 | 0 | 0 | 0 | 0 | 0 |  | 0 | 0 | 0 | 0 | 0 | 0 | 0.98893 | 0 | 0.98867 | 0 | 0.99495 | 0.99592 | 0.9966 | 0.99702 | 0.99727 | 0.99742 | 0.30596 | 0.00020823 | 0.0026256 | 0.12335 | 5.7492e-05 | 0.63711 | 0.991 | 0 | 0 | 1 | 0 | 0 | 0 | 0 | 0 | 0
1205 |  | 0 | 0 | 0 | 0 | 0 | 0 |  | 0 | 0 | 0 | 0 | 0 | 0 | 0.98893 | 0 | 0.98867 | 0 | 0.99495 | 0.99592 | 0.9966 | 0.99702 | 0.99727 | 0.99742 | 0.30972 | 0.00022386 | 0.0031306 | 0.12858 | 4.6541e-05 | 0.63221 | 0.991 | 0 | 0 | 1 | 0 | 0 | 0 | 0 | 0 | 0
1206 |  | 0 | 0 | 0 | 0 | 0 | 0 |  | 0 | 0 | 0 | 0 | 0 | 0 | 0.98869 | 0 | 0.98844 | 0 | 0.99485 | 0.99583 | 0.99653 | 0.99696 | 0.99721 | 0.99736 | 0.31342 | 0.00024168 | 0.0030312 | 0.12965 | 5.0513e-05 | 0.62678 | 0.99081 | 0 | 0 | 1 | 0 | 0 | 0 | 0 | 0 | 0
1207 |  | 0 | 0 | 0 | 0 | 0 | 0 |  | 0 | 0 | 0 | 0 | 0 | 0 | 0.98846 | 0 | 0.9882 | 0 | 0.99474 | 0.99575 | 0.99646 | 0.99689 | 0.99715 | 0.99731 | 0.31708 | 0.00026136 | 0.0024203 | 0.12722 | 6.7114e-05 | 0.62091 | 0.99062 | 0 | 0 | 1 | 0 | 0 | 0 | 0 | 0 | 0
1208 |  | 0 | 0 | 0 | 0 | 0 | 0 |  | 0 | 0 | 0 | 0 | 0 | 0 | 0.98823 | 0 | 0.98796 | 0 | 0.99464 | 0.99566 | 0.99639 | 0.99683 | 0.99709 | 0.99725 | 0.32091 | 0.00028374 | 0.0021134 | 0.12175 | 6.0921e-05 | 0.61446 | 0.99044 | 0 | 0 | 1 | 0 | 0 | 0 | 0 | 0 | 0
1209 |  | 0 | 0 | 0 | 0 | 0 | 0 |  | 0 | 0 | 0 | 0 | 0 | 0 | 0.988 | 0 | 0.98772 | 0 | 0.99453 | 0.99558 | 0.99632 | 0.99677 | 0.99703 | 0.9972 | 0.32492 | 0.00030874 | 0.0020996 | 0.11337 | 3.2761e-05 | 0.60743 | 0.99025 | 0 | 0 | 1 | 0 | 0 | 0 | 0 | 0 | 0
1210 |  | 0 | 0 | 0 | 0 | 0 | 0 |  | 0 | 0 | 0 | 0 | 0 | 0 | 0.98777 | 0 | 0.98749 | 0 | 0.99442 | 0.99549 | 0.99624 | 0.9967 | 0.99698 | 0.99715 | 0.32939 | 0.00033708 | 0.0021436 | 0.10739 | 1.7578e-05 | 0.59983 | 0.99006 | 0 | 0 | 1 | 0 | 0 | 0 | 0 | 0 | 0
1211 |  | 0 | 0 | 0 | 0 | 0 | 0 |  | 0 | 0 | 0 | 0 | 0 | 0 | 0.98765 | 0 | 0.98737 | 0 | 0.99437 | 0.99545 | 0.99621 | 0.99667 | 0.99695 | 0.99712 | 0.33438 | 0.00036918 | 0.0022529 | 0.10414 | 1.703e-05 | 0.59156 | 0.98996 | 0 | 0 | 1 | 0 | 0 | 0 | 0 | 0 | 0
1212 |  | 0 | 0 | 0 | 0 | 0 | 0 |  | 0 | 0 | 0 | 0 | 0 | 0 | 0.98754 | 0 | 0.98725 | 0 | 0.99432 | 0.9954 | 0.99617 | 0.99664 | 0.99692 | 0.99709 | 0.34003 | 0.00040533 | 0.0023358 | 0.10203 | 1.5396e-05 | 0.58278 | 0.98987 | 0 | 0 | 1 | 0 | 0 | 0 | 0 | 0 | 0
1213 |  | 0 | 0 | 0 | 0 | 0 | 0 |  | 0 | 0 | 0 | 0 | 0 | 0 | 0.98742 | 0 | 0.98713 | 0 | 0.99426 | 0.99536 | 0.99614 | 0.99661 | 0.99689 | 0.99706 | 0.34658 | 0.00044699 | 0.0023828 | 0.10145 | 1.2286e-05 | 0.57331 | 0.98978 | 0 | 0 | 1 | 0 | 0 | 0 | 0 | 0 | 0
1214 |  | 0 | 0 | 0 | 0 | 0 | 0 |  | 0 | 0 | 0 | 0 | 0 | 0 | 0.9873 | 0 | 0.98701 | 0 | 0.99421 | 0.99532 | 0.9961 | 0.99658 | 0.99686 | 0.99704 | 0.35383 | 0.0004935 | 0.00228 | 0.096788 | 9.9512e-06 | 0.56344 | 0.98968 | 0 | 0 | 1 | 0 | 0 | 0 | 0 | 0 | 0
1215 |  | 0 | 0 | 0 | 0 | 0 | 0 |  | 0 | 0 | 0 | 0 | 0 | 0 | 0.98719 | 0 | 0.98689 | 0 | 0.99416 | 0.99528 | 0.99607 | 0.99655 | 0.99683 | 0.99701 | 0.36226 | 0.00054822 | 0.0019229 | 0.085197 | 8.9334e-06 | 0.5529 | 0.98959 | 0 | 0 | 1 | 0 | 0 | 0 | 0 | 0 | 0
1216 |  | 0 | 0 | 0 | 0 | 0 | 0 |  | 0 | 0 | 0 | 0 | 0 | 0 | 0.98696 | 0 | 0.98666 | 0 | 0.99405 | 0.99519 | 0.99599 | 0.99649 | 0.99678 | 0.99695 | 0.37128 | 0.00060856 | 0.0016336 | 0.073031 | 8.3801e-06 | 0.54211 | 0.9894 | 0 | 0 | 1 | 0 | 0 | 0 | 0 | 0 | 0
1217 |  | 0 | 0 | 0 | 0 | 0 | 0 |  | 0 | 0 | 0 | 0 | 0 | 0 | 0.98672 | 0 | 0.98642 | 0 | 0.99395 | 0.9951 | 0.99592 | 0.99642 | 0.99672 | 0.9969 | 0.38162 | 0.00068136 | 0.001495 | 0.05959 | 8.8573e-06 | 0.53076 | 0.98921 | 0 | 0 | 1 | 0 | 0 | 0 | 0 | 0 | 0
1218 |  | 0 | 0 | 0 | 0 | 0 | 0 |  | 0 | 0 | 0 | 0 | 0 | 0 | 0.98649 | 0 | 0.98618 | 0 | 0.99384 | 0.99502 | 0.99585 | 0.99636 | 0.99666 | 0.99685 | 0.39239 | 0.00076033 | 0.001352 | 0.04702 | 8.5242e-06 | 0.51928 | 0.98902 | 0 | 0 | 1 | 0 | 0 | 0 | 0 | 0 | 0
1219 |  | 0 | 0 | 0 | 0 | 0 | 0 |  | 0 | 0 | 0 | 0 | 0 | 0 | 0.98626 | 0 | 0.98595 | 0 | 0.99373 | 0.99493 | 0.99578 | 0.9963 | 0.9966 | 0.99679 | 0.40452 | 0.00085849 | 0.0011954 | 0.037153 | 5.6748e-06 | 0.50742 | 0.98883 | 0 | 0 | 1 | 0 | 0 | 0 | 0 | 0 | 0
1220 |  | 0 | 0 | 0 | 0 | 0 | 0 |  | 0 | 0 | 0 | 0 | 0 | 0 | 0.98603 | 0 | 0.98571 | 0 | 0.99363 | 0.99485 | 0.99571 | 0.99623 | 0.99655 | 0.99674 | 0.4169 | 0.00096276 | 0.0010176 | 0.028339 | 3.2938e-06 | 0.49554 | 0.98864 | 0 | 0 | 1 | 0 | 0 | 0 | 0 | 0 | 0
1221 |  | 0 | 0 | 0 | 0 | 0 | 0 |  | 0 | 0 | 0 | 0 | 0 | 0 | 0.98534 | 0 | 0.985 | 0 | 0.99331 | 0.99459 | 0.99549 | 0.99605 | 0.99637 | 0.99657 | 0.43058 | 0.001097 | 0.00073589 | 0.024682 | 3.2082e-06 | 0.48354 | 0.98808 | 0 | 0 | 1 | 0 | 0 | 0 | 0 | 0 | 0
1222 |  | 0 | 0 | 0 | 0 | 0 | 0 |  | 0 | 0 | 0 | 0 | 0 | 0 | 0.98464 | 0 | 0.98429 | 0 | 0.99299 | 0.99433 | 0.99528 | 0.99586 | 0.9962 | 0.99641 | 0.44436 | 0.0012359 | 0.00047918 | 0.021265 | 3.0821e-06 | 0.47157 | 0.98751 | 0 | 0 | 1 | 0 | 0 | 0 | 0 | 0 | 0
1223 |  | 0 | 0 | 0 | 0 | 0 | 0 |  | 0 | 0 | 0 | 0 | 0 | 0 | 0.98395 | 0 | 0.98358 | 0 | 0.99268 | 0.99408 | 0.99506 | 0.99567 | 0.99603 | 0.99625 | 0.45924 | 0.0014222 | 0.00048092 | 0.020315 | 2.5378e-06 | 0.45983 | 0.98695 | 0 | 0 | 1 | 0 | 0 | 0 | 0 | 0 | 0
1224 |  | 0 | 0 | 0 | 0 | 0 | 0 |  | 0 | 0 | 0 | 0 | 0 | 0 | 0.98326 | 0 | 0.98287 | 0 | 0.99236 | 0.99382 | 0.99485 | 0.99548 | 0.99586 | 0.99609 | 0 | 0 | 0 | 0 | 0 | 0 | 0.98639 | 0 | 0 | 1 | 0 | 0 | 0 | 0 | 0 | 0
1225 |  | 0 | 0 | 0 | 0 | 0 | 0 |  | 0 | 0 | 0 | 0 | 0 | 0 | 0.98256 | 0 | 0.98216 | 0 | 0.99204 | 0.99356 | 0.99464 | 0.99529 | 0.99568 | 0.99592 | 0 | 0 | 0 | 0 | 0 | 0 | 0.98582 | 0 | 0 | 1 | 0 | 0 | 0 | 0 | 0 | 0

## Performance summary as-built
LCA-18-B
wavelength | band mask | [6 empty] | Nominal filter curves | [6 empty] | L1 glass | L1 BBAR | L2 glass | L2 BBAR | filter glass | [5 empty] | Filter Coating Throughput | [5 empty] | l3 glass | L3 BBAR | CCD QE | CCD Condensible* | Product | [5 empty] | *cap at 100%, use ITL losses with 5nm silicone thickness
| blue side | 305 | 386 | 537 | 676 | 803 | 908 | Nominal 0 | 308 | 389 | 539.5 | 678.5 | 805.5 | 911
| red side | 409 | 567 | 706 | 833 | 939 | 1100 | Nominal Average | 333 | 414 | 564.5 | 703.5 | 830.5 | 936
[8 empty] | Nominal average | 381 | 539.5 | 678.5 | 805.5 | 911 | 1070
[8 empty] | Nominal 0 | 406 | 564.5 | 703.5 | 830.5 | 936 | 1070
|  | u | g | r | i | z | y |  | u | g | r | i | z | y |  |  |  |  | u | g | r | i | z | y | u | g | r | i | z | y |  |  |  |  | u | g | r | i | z | y |  | u | g | r | i | z | y
300 |  | 0 | 0 | 0 | 0 | 0 | 0 |  | 0 | 0 | 0 | 0 | 0 | 0 | 0.98893 | 0.97831 | 0.98867 | 0.91234 | 0.99495 | 0.99592 | 0.9966 | 0.99702 | 0.99727 | 0.99742 | -0.009663 | 0.0001 | 9.876e-05 | 0.0001 | 0.0001 | 0.0001 | 0.991 | 0.9153 | 0.4 | 1 | -0.0030441 | 3.1533e-05 | 3.1164e-05 | 3.1568e-05 | 3.1576e-05 | 3.1581e-05
301 |  | 0 | 0 | 0 | 0 | 0 | 0 |  | 0 | 0 | 0 | 0 | 0 | 0 | 0.98881 | 0.97829 | 0.98855 | 0.91012 | 0.9949 | 0.99588 | 0.99657 | 0.99699 | 0.99724 | 0.99739 | -0.0051823 | 0.0001 | 0.00025103 | 0.0001 | 0.0001 | 0.0001 | 0.99091 | 0.91929 | 0.40282 | 1 | -0.0016466 | 3.1804e-05 | 7.9893e-05 | 3.184e-05 | 3.1848e-05 | 3.1853e-05
302 |  | 0 | 0 | 0 | 0 | 0 | 0 |  | 0 | 0 | 0 | 0 | 0 | 0 | 0.98869 | 0.97828 | 0.98844 | 0.9079 | 0.99485 | 0.99583 | 0.99653 | 0.99696 | 0.99721 | 0.99736 | -0.011666 | 0.0001 | 0.00040325 | 0.0001 | 0.0001 | 0.0001 | 0.99081 | 0.92328 | 0.40564 | 1 | -0.0037381 | 3.2075e-05 | 0.00012943 | 3.2111e-05 | 3.2119e-05 | 3.2124e-05
303 |  | 0 | 0 | 0 | 0 | 0 | 0 |  | 0 | 0 | 0 | 0 | 0 | 0 | 0.98858 | 0.97772 | 0.98832 | 0.90677 | 0.99479 | 0.99579 | 0.99649 | 0.99692 | 0.99718 | 0.99734 | -0.00019152 | 0.0001 | 0.00049412 | 0.0001 | 0.0001 | 0.0001 | 0.99072 | 0.92718 | 0.40846 | 1 | -6.1919e-05 | 3.2363e-05 | 0.00016003 | 3.24e-05 | 3.2408e-05 | 3.2413e-05
304 |  | 0 | 0 | 0 | 0 | 0 | 0 |  | 0 | 0 | 0 | 0 | 0 | 0 | 0.98846 | 0.97716 | 0.9882 | 0.90564 | 0.99474 | 0.99575 | 0.99646 | 0.99689 | 0.99715 | 0.99731 | 0.0027045 | 0.0001 | 0.00058506 | 0.0001 | 0.0001 | 0.0001 | 0.99062 | 0.93107 | 0.41128 | 1 | 0.00088216 | 3.2652e-05 | 0.00019117 | 3.269e-05 | 3.2698e-05 | 3.2703e-05
305 |  | 1 | 0 | 0 | 0 | 0 | 0 |  | 0 | 0 | 0 | 0 | 0 | 0 | 0.98835 | 0.97635 | 0.98808 | 0.90556 | 0.99469 | 0.9957 | 0.99642 | 0.99686 | 0.99712 | 0.99728 | 0.0093038 | 0.0001 | 0.00052334 | 0.0001 | 0.0001 | 0.0001 | 0.99053 | 0.93489 | 0.4141 | 0.99987 | 0.0030637 | 3.2963e-05 | 0.00017263 | 3.3002e-05 | 3.301e-05 | 3.3015e-05
306 |  | 1 | 0 | 0 | 0 | 0 | 0 |  | 0 | 0 | 0 | 0 | 0 | 0 | 0.98858 | 0.97554 | 0.98832 | 0.90548 | 0.99479 | 0.99579 | 0.99649 | 0.99692 | 0.99718 | 0.99734 | 0.023363 | 0.0001 | 0.00046163 | 0.0001 | 0.0001 | 0.0001 | 0.99072 | 0.9387 | 0.41692 | 0.99949 | 0.0077732 | 3.3305e-05 | 0.00015385 | 3.3343e-05 | 3.3351e-05 | 3.3356e-05
307 |  | 1 | 0 | 0 | 0 | 0 | 0 |  | 0 | 0 | 0 | 0 | 0 | 0 | 0.98881 | 0.97468 | 0.98855 | 0.90636 | 0.9949 | 0.99588 | 0.99657 | 0.99699 | 0.99724 | 0.99739 | 0.037695 | 0.0001 | 0.00040537 | 0.0001 | 0.0001 | 0.0001 | 0.99091 | 0.9424 | 0.41974 | 0.99911 | 0.012683 | 3.3678e-05 | 0.00013662 | 3.3716e-05 | 3.3724e-05 | 3.3729e-05
308 |  | 1 | 0 | 0 | 0 | 0 | 0 |  | 0 | 0 | 0 | 0 | 0 | 0 | 0.98904 | 0.97381 | 0.98879 | 0.90725 | 0.99501 | 0.99596 | 0.99664 | 0.99705 | 0.99729 | 0.99744 | 0.074354 | 0.0001 | 0.00034913 | 0.0001 | 0.0001 | 0.0001 | 0.9911 | 0.94611 | 0.42256 | 0.99874 | 0.025296 | 3.4054e-05 | 0.00011897 | 3.4091e-05 | 3.4099e-05 | 3.4105e-05
309 |  | 1 | 0 | 0 | 0 | 0 | 0 |  | 0.04 | 0 | 0 | 0 | 0 | 0 | 0.98927 | 0.97305 | 0.98903 | 0.90898 | 0.99511 | 0.99605 | 0.99671 | 0.99711 | 0.99735 | 0.9975 | 0.10565 | 0.0001 | 0.00031562 | 0.0001 | 0.0001 | 0.0001 | 0.99128 | 0.94968 | 0.42538 | 0.99838 | 0.036374 | 3.4462e-05 | 0.00010884 | 3.4499e-05 | 3.4508e-05 | 3.4513e-05
310 |  | 1 | 0 | 0 | 0 | 0 | 0 |  | 0.08 | 0 | 0 | 0 | 0 | 0 | 0.98951 | 0.97228 | 0.98927 | 0.91072 | 0.99522 | 0.99613 | 0.99678 | 0.99718 | 0.99741 | 0.99755 | 0.14259 | 0.0001 | 0.00028214 | 0.0001 | 0.0001 | 0.0001 | 0.99147 | 0.95324 | 0.4282 | 0.99803 | 0.049679 | 3.4874e-05 | 9.8458e-05 | 3.491e-05 | 3.4918e-05 | 3.4923e-05
311 |  | 1 | 0 | 0 | 0 | 0 | 0 |  | 0.12 | 0 | 0 | 0 | 0 | 0 | 0.98974 | 0.97168 | 0.9895 | 0.91316 | 0.99533 | 0.99622 | 0.99685 | 0.99724 | 0.99747 | 0.99761 | 0.17486 | 0.0001 | 0.00025975 | 0.0001 | 0.0001 | 0.0001 | 0.99166 | 0.95662 | 0.43102 | 0.99767 | 0.061697 | 3.5315e-05 | 9.179e-05 | 3.5351e-05 | 3.5359e-05 | 3.5364e-05
312 |  | 1 | 0 | 0 | 0 | 0 | 0 |  | 0.16 | 0 | 0 | 0 | 0 | 0 | 0.98997 | 0.97109 | 0.98974 | 0.91561 | 0.99543 | 0.99631 | 0.99692 | 0.9973 | 0.99752 | 0.99766 | 0.21484 | 0.0001 | 0.0002373 | 0.0001 | 0.0001 | 0.0001 | 0.99185 | 0.95999 | 0.43384 | 0.99732 | 0.076759 | 3.576e-05 | 8.4908e-05 | 3.5795e-05 | 3.5803e-05 | 3.5808e-05
313 |  | 1 | 0 | 0 | 0 | 0 | 0 |  | 0.2 | 0 | 0 | 0 | 0 | 0 | 0.9902 | 0.97071 | 0.98998 | 0.91863 | 0.99554 | 0.99639 | 0.99699 | 0.99736 | 0.99758 | 0.99772 | 0.24141 | 0.0001 | 0.0002213 | 0.0001 | 0.0001 | 0.0001 | 0.99204 | 0.96312 | 0.43667 | 0.99698 | 0.087386 | 3.6229e-05 | 8.0225e-05 | 3.6264e-05 | 3.6272e-05 | 3.6277e-05
314 |  | 1 | 0 | 0 | 0 | 0 | 0 |  | 0.24 | 0 | 0 | 0 | 0 | 0 | 0.99044 | 0.97033 | 0.99022 | 0.92165 | 0.99564 | 0.99648 | 0.99707 | 0.99743 | 0.99764 | 0.99777 | 0.26973 | 0.0001 | 0.00020532 | 0.0001 | 0.0001 | 0.0001 | 0.99223 | 0.96625 | 0.43949 | 0.99665 | 0.098916 | 3.6703e-05 | 7.5402e-05 | 3.6738e-05 | 3.6746e-05 | 3.675e-05
315 |  | 1 | 0 | 0 | 0 | 0 | 0 |  | 0.28 | 0 | 0 | 0 | 0 | 0 | 0.99067 | 0.97017 | 0.99045 | 0.92509 | 0.99575 | 0.99656 | 0.99714 | 0.99749 | 0.9977 | 0.99782 | 0.29118 | 0.0001 | 0.00019318 | 0.0001 | 0.0001 | 0.0001 | 0.99242 | 0.96909 | 0.44231 | 0.99632 | 0.10821 | 3.7194e-05 | 7.1893e-05 | 3.7229e-05 | 3.7237e-05 | 3.7241e-05
316 |  | 1 | 0 | 0 | 0 | 0 | 0 |  | 0.32 | 0 | 0 | 0 | 0 | 0 | 0.99055 | 0.97001 | 0.99034 | 0.92853 | 0.9957 | 0.99652 | 0.9971 | 0.99746 | 0.99767 | 0.9978 | 0.31898 | 0.0001 | 0.0001811 | 0.0001 | 0.0001 | 0.0001 | 0.99232 | 0.97192 | 0.44513 | 0.996 | 0.11999 | 3.7648e-05 | 6.8221e-05 | 3.7683e-05 | 3.7691e-05 | 3.7696e-05
317 |  | 1 | 0 | 0 | 0 | 0 | 0 |  | 0.36 | 0 | 0 | 0 | 0 | 0 | 0.99044 | 0.97006 | 0.99022 | 0.93223 | 0.99564 | 0.99648 | 0.99707 | 0.99743 | 0.99764 | 0.99777 | 0.35126 | 0.0001 | 0.00017073 | 0.0001 | 0.0001 | 0.0001 | 0.99223 | 0.97441 | 0.44795 | 0.99569 | 0.13376 | 3.8111e-05 | 6.5104e-05 | 3.8147e-05 | 3.8155e-05 | 3.816e-05
318 |  | 1 | 0 | 0 | 0 | 0 | 0 |  | 0.4 | 0 | 0 | 0 | 0 | 0 | 0.99032 | 0.9701 | 0.9901 | 0.93593 | 0.99559 | 0.99643 | 0.99703 | 0.9974 | 0.99761 | 0.99774 | 0.38413 | 0.0001 | 0.0001603 | 0.0001 | 0.0001 | 0.0001 | 0.99213 | 0.9769 | 0.45077 | 0.99539 | 0.14806 | 3.8577e-05 | 6.1875e-05 | 3.8614e-05 | 3.8623e-05 | 3.8628e-05
319 |  | 1 | 0 | 0 | 0 | 0 | 0 |  | 0.44 | 0 | 0 | 0 | 0 | 0 | 0.9902 | 0.97032 | 0.98998 | 0.93975 | 0.99554 | 0.99639 | 0.99699 | 0.99736 | 0.99758 | 0.99772 | 0.43101 | 0.0001 | 0.00015007 | 0.0001 | 0.0001 | 0.0001 | 0.99204 | 0.97901 | 0.45359 | 0.99509 | 0.16814 | 3.9043e-05 | 5.8627e-05 | 3.9082e-05 | 3.909e-05 | 3.9095e-05
320 |  | 1 | 0 | 0 | 0 | 0 | 0 |  | 0.48 | 0 | 0 | 0 | 0 | 0 | 0.99009 | 0.97054 | 0.98986 | 0.94356 | 0.99548 | 0.99635 | 0.99696 | 0.99733 | 0.99755 | 0.99769 | 0.48766 | 0.0001 | 0.0001399 | 0.0001 | 0.0001 | 0.0001 | 0.99195 | 0.98112 | 0.45644 | 0.99481 | 0.19254 | 3.9516e-05 | 5.5319e-05 | 3.9555e-05 | 3.9564e-05 | 3.9569e-05
321 |  | 1 | 0 | 0 | 0 | 0 | 0 |  | 0.52 | 0 | 0 | 0 | 0 | 0 | 0.9902 | 0.97089 | 0.98998 | 0.94736 | 0.99554 | 0.99639 | 0.99699 | 0.99736 | 0.99758 | 0.99772 | 0.54054 | 0.0001 | 0.00013248 | 0.0001 | 0.0001 | 0.0001 | 0.99204 | 0.98283 | 0.46399 | 0.99454 | 0.2183 | 4.0421e-05 | 5.358e-05 | 4.046e-05 | 4.0469e-05 | 4.0474e-05
322 |  | 1 | 0 | 0 | 0 | 0 | 0 |  | 0.56 | 0 | 0 | 0 | 0 | 0 | 0.99032 | 0.97123 | 0.9901 | 0.95115 | 0.99559 | 0.99643 | 0.99703 | 0.9974 | 0.99761 | 0.99774 | 0.59561 | 0.0001 | 0.00012497 | 0.0001 | 0.0001 | 0.0001 | 0.99213 | 0.98454 | 0.47155 | 0.99428 | 0.24599 | 4.1335e-05 | 5.1689e-05 | 4.1375e-05 | 4.1384e-05 | 4.1389e-05
323 |  | 1 | 0 | 0 | 0 | 0 | 0 |  | 0.6 | 0 | 0 | 0 | 0 | 0 | 0.99044 | 0.97167 | 0.99022 | 0.9548 | 0.99564 | 0.99648 | 0.99707 | 0.99743 | 0.99764 | 0.99777 | 0.64426 | 0.0001 | 0.00011791 | 0.0001 | 0.0001 | 0.0001 | 0.99223 | 0.98584 | 0.4791 | 0.99403 | 0.27189 | 4.2238e-05 | 4.9834e-05 | 4.2278e-05 | 4.2287e-05 | 4.2293e-05
324 |  | 1 | 0 | 0 | 0 | 0 | 0 |  | 0.64 | 0 | 0 | 0 | 0 | 0 | 0.99055 | 0.9721 | 0.99034 | 0.95845 | 0.9957 | 0.99652 | 0.9971 | 0.99746 | 0.99767 | 0.9978 | 0.68392 | 0.0001 | 0.00011076 | 0.0001 | 0.0001 | 0.0001 | 0.99232 | 0.98714 | 0.48666 | 0.99379 | 0.29486 | 4.3149e-05 | 4.7819e-05 | 4.319e-05 | 4.3199e-05 | 4.3205e-05
325 |  | 1 | 0 | 0 | 0 | 0 | 0 |  | 0.68 | 0 | 0 | 0 | 0 | 0 | 0.99067 | 0.97257 | 0.99045 | 0.96183 | 0.99575 | 0.99656 | 0.99714 | 0.99749 | 0.9977 | 0.99782 | 0.7125 | 0.0001 | 0.00010788 | 0.0001 | 0.0001 | 0.0001 | 0.99242 | 0.98803 | 0.49419 | 0.99357 | 0.31352 | 4.4039e-05 | 4.7537e-05 | 4.408e-05 | 4.4089e-05 | 4.4095e-05
326 |  | 1 | 0 | 0 | 0 | 0 | 0 |  | 0.72 | 0 | 0 | 0 | 0 | 0 | 0.99067 | 0.97303 | 0.99045 | 0.96522 | 0.99575 | 0.99656 | 0.99714 | 0.99749 | 0.9977 | 0.99782 | 0.73695 | 0.0001 | 0.00010504 | 0.0001 | 0.0001 | 0.0001 | 0.99242 | 0.98891 | 0.50085 | 0.99336 | 0.33019 | 4.4842e-05 | 4.7129e-05 | 4.4884e-05 | 4.4893e-05 | 4.4899e-05
327 |  | 1 | 0 | 0 | 0 | 0 | 0 |  | 0.76 | 0 | 0 | 0 | 0 | 0 | 0.99067 | 0.9735 | 0.99045 | 0.96825 | 0.99575 | 0.99656 | 0.99714 | 0.99749 | 0.9977 | 0.99782 | 0.75423 | 0.0001 | 0.00010697 | 0.0001 | 0.0001 | 0.0001 | 0.99242 | 0.98941 | 0.5075 | 0.99316 | 0.34377 | 4.5616e-05 | 4.8824e-05 | 4.5659e-05 | 4.5668e-05 | 4.5674e-05
328 |  | 1 | 0 | 0 | 0 | 0 | 0 |  | 0.8 | 0 | 0 | 0 | 0 | 0 | 0.99067 | 0.97397 | 0.99045 | 0.97129 | 0.99575 | 0.99656 | 0.99714 | 0.99749 | 0.9977 | 0.99782 | 0.76963 | 0.0001 | 0.00010885 | 0.0001 | 0.0001 | 0.0001 | 0.99242 | 0.9899 | 0.51416 | 0.99298 | 0.35679 | 4.6397e-05 | 5.053e-05 | 4.644e-05 | 4.6449e-05 | 4.6455e-05
329 |  | 1 | 0 | 0 | 0 | 0 | 0 |  | 0.84 | 0 | 0 | 0 | 0 | 0 | 0.99067 | 0.97439 | 0.99045 | 0.9739 | 0.99575 | 0.99656 | 0.99714 | 0.99749 | 0.9977 | 0.99782 | 0.78247 | 0.0001 | 0.00010938 | 0.0001 | 0.0001 | 0.0001 | 0.99242 | 0.99003 | 0.52082 | 0.99282 | 0.36857 | 4.7142e-05 | 5.1595e-05 | 4.7186e-05 | 4.7196e-05 | 4.7202e-05
330 |  | 1 | 0 | 0 | 0 | 0 | 0 |  | 0.88 | 0 | 0 | 0 | 0 | 0 | 0.99067 | 0.97482 | 0.99045 | 0.9765 | 0.99575 | 0.99656 | 0.99714 | 0.99749 | 0.9977 | 0.99782 | 0.79154 | 0.0001 | 0.00010994 | 0.0001 | 0.0001 | 0.0001 | 0.99242 | 0.99016 | 0.52747 | 0.99267 | 0.37878 | 4.7893e-05 | 5.2683e-05 | 4.7937e-05 | 4.7947e-05 | 4.7953e-05
331 |  | 1 | 0 | 0 | 0 | 0 | 0 |  | 0.92 | 0 | 0 | 0 | 0 | 0 | 0.99078 | 0.97517 | 0.99057 | 0.97864 | 0.9958 | 0.99661 | 0.99717 | 0.99752 | 0.99773 | 0.99785 | 0.79803 | 0.0001 | 0.00010231 | 0.0001 | 0.0001 | 0.0001 | 0.99251 | 0.98996 | 0.53413 | 0.99253 | 0.38771 | 4.8623e-05 | 4.9773e-05 | 4.8667e-05 | 4.8677e-05 | 4.8683e-05
332 |  | 1 | 0 | 0 | 0 | 0 | 0 |  | 0.96 | 0 | 0 | 0 | 0 | 0 | 0.9909 | 0.97553 | 0.99069 | 0.98077 | 0.99586 | 0.99665 | 0.99721 | 0.99755 | 0.99775 | 0.99788 | 0.80145 | 0.0001 | 9.467e-05 | 0.0001 | 0.0001 | 0.0001 | 0.99261 | 0.98976 | 0.54079 | 0.99241 | 0.39525 | 4.9356e-05 | 4.6752e-05 | 4.9401e-05 | 4.9411e-05 | 4.9417e-05
333 |  | 1 | 0 | 0 | 0 | 0 | 0 |  | 1 | 0 | 0 | 0 | 0 | 0 | 0.99102 | 0.97579 | 0.99081 | 0.98239 | 0.99591 | 0.99669 | 0.99725 | 0.99758 | 0.99778 | 0.99791 | 0.80239 | 0.0001 | 8.5233e-05 | 0.0001 | 0.0001 | 0.0001 | 0.9927 | 0.98928 | 0.54744 | 0.9923 | 0.40127 | 5.0049e-05 | 4.2682e-05 | 5.0094e-05 | 5.0104e-05 | 5.011e-05
334 |  | 1 | 0 | 0 | 0 | 0 | 0 |  | 1 | 0 | 0 | 0 | 0 | 0 | 0.99113 | 0.97605 | 0.99093 | 0.98402 | 0.99596 | 0.99673 | 0.99728 | 0.99761 | 0.99781 | 0.99793 | 0.80301 | 0.0001 | 7.5745e-05 | 0.0001 | 0.0001 | 0.0001 | 0.9928 | 0.98879 | 0.5541 | 0.99221 | 0.40717 | 5.0744e-05 | 3.8457e-05 | 5.0789e-05 | 5.0799e-05 | 5.0805e-05
335 |  | 1 | 0 | 0 | 0 | 0 | 0 |  | 1 | 0 | 0 | 0 | 0 | 0 | 0.99125 | 0.9762 | 0.99105 | 0.98511 | 0.99601 | 0.99678 | 0.99732 | 0.99765 | 0.99784 | 0.99796 | 0.80654 | 0.0001 | 6.8048e-05 | 0.0001 | 0.0001 | 0.0001 | 0.99289 | 0.98808 | 0.56076 | 0.99213 | 0.41422 | 5.1397e-05 | 3.4993e-05 | 5.1441e-05 | 5.1452e-05 | 5.1458e-05
336 |  | 1 | 0 | 0 | 0 | 0 | 0 |  | 1 | 0 | 0 | 0 | 0 | 0 | 0.99183 | 0.97635 | 0.99164 | 0.9862 | 0.99628 | 0.99699 | 0.9975 | 0.9978 | 0.99798 | 0.9981 | 0.81124 | 0.0001 | 6.0344e-05 | 0.0001 | 0.0001 | 0.0001 | 0.99336 | 0.98736 | 0.56742 | 0.99207 | 0.42259 | 5.2129e-05 | 3.1473e-05 | 5.2172e-05 | 5.2181e-05 | 5.2187e-05
337 |  | 1 | 0 | 0 | 0 | 0 | 0 |  | 1 | 0 | 0 | 0 | 0 | 0 | 0.99241 | 0.97638 | 0.99224 | 0.98682 | 0.99655 | 0.99721 | 0.99767 | 0.99796 | 0.99813 | 0.99823 | 0.81748 | 0.0001 | 5.567e-05 | 0.0001 | 0.0001 | 0.0001 | 0.99384 | 0.98645 | 0.57407 | 0.99203 | 0.43154 | 5.2824e-05 | 2.9421e-05 | 5.2864e-05 | 5.2873e-05 | 5.2879e-05
338 |  | 1 | 0 | 0 | 0 | 0 | 0 |  | 1 | 0 | 0 | 0 | 0 | 0 | 0.99299 | 0.97641 | 0.99283 | 0.98744 | 0.99681 | 0.99742 | 0.99785 | 0.99812 | 0.99827 | 0.99837 | 0.82476 | 0.0001 | 5.0981e-05 | 0.0001 | 0.0001 | 0.0001 | 0.99431 | 0.98555 | 0.58073 | 0.992 | 0.44116 | 5.3522e-05 | 2.7298e-05 | 5.3559e-05 | 5.3568e-05 | 5.3573e-05
339 |  | 1 | 0 | 0 | 0 | 0 | 0 |  | 1 | 0 | 0 | 0 | 0 | 0 | 0.99358 | 0.97633 | 0.99343 | 0.98765 | 0.99708 | 0.99764 | 0.99803 | 0.99827 | 0.99842 | 0.9985 | 0.82925 | 0.0001 | 4.7923e-05 | 0.0001 | 0.0001 | 0.0001 | 0.99478 | 0.98452 | 0.58739 | 0.99199 | 0.44909 | 5.4187e-05 | 2.5978e-05 | 5.4221e-05 | 5.4229e-05 | 5.4234e-05
340 |  | 1 | 0 | 0 | 0 | 0 | 0 |  | 1 | 0 | 0 | 0 | 0 | 0 | 0.99416 | 0.97624 | 0.99402 | 0.98786 | 0.99734 | 0.99785 | 0.99821 | 0.99843 | 0.99856 | 0.99864 | 0.83324 | 0.0001 | 4.4857e-05 | 0.0001 | 0.0001 | 0.0001 | 0.99526 | 0.98348 | 0.59404 | 0.99199 | 0.45682 | 5.4853e-05 | 2.4614e-05 | 5.4885e-05 | 5.4892e-05 | 5.4896e-05
341 |  | 1 | 0 | 0 | 0 | 0 | 0 |  | 1 | 0 | 0 | 0 | 0 | 0 | 0.99463 | 0.97603 | 0.9945 | 0.9877 | 0.99755 | 0.99802 | 0.99835 | 0.99856 | 0.99868 | 0.99875 | 0.83719 | 0.0001 | 4.3742e-05 | 0.0001 | 0.0001 | 0.0001 | 0.99563 | 0.98237 | 0.6007 | 0.99201 | 0.46416 | 5.5469e-05 | 2.4271e-05 | 5.5498e-05 | 5.5505e-05 | 5.5509e-05
342 |  | 1 | 0 | 0 | 0 | 0 | 0 |  | 1 | 0 | 0 | 0 | 0 | 0 | 0.99509 | 0.97583 | 0.99498 | 0.98754 | 0.99777 | 0.99819 | 0.9985 | 0.99868 | 0.99879 | 0.99886 | 0.84017 | 0.0001 | 4.2627e-05 | 0.0001 | 0.0001 | 0.0001 | 0.99601 | 0.98126 | 0.60736 | 0.99205 | 0.47101 | 5.6085e-05 | 2.3915e-05 | 5.6112e-05 | 5.6118e-05 | 5.6122e-05
343 |  | 1 | 0 | 0 | 0 | 0 | 0 |  | 1 | 0 | 0 | 0 | 0 | 0 | 0.99556 | 0.97552 | 0.99546 | 0.98706 | 0.99798 | 0.99837 | 0.99864 | 0.99881 | 0.99891 | 0.99897 | 0.84146 | 0.0001 | 4.1196e-05 | 0.0001 | 0.0001 | 0.0001 | 0.99639 | 0.98012 | 0.61401 | 0.9921 | 0.47672 | 5.6676e-05 | 2.3354e-05 | 5.6701e-05 | 5.6707e-05 | 5.671e-05
344 |  | 1 | 0 | 0 | 0 | 0 | 0 |  | 1 | 0 | 0 | 0 | 0 | 0 | 0.99603 | 0.97521 | 0.99593 | 0.98659 | 0.99819 | 0.99854 | 0.99878 | 0.99893 | 0.99902 | 0.99908 | 0.84414 | 0.0001 | 3.977e-05 | 0.0001 | 0.0001 | 0.0001 | 0.99677 | 0.97897 | 0.62067 | 0.99216 | 0.48325 | 5.7267e-05 | 2.2781e-05 | 5.729e-05 | 5.7295e-05 | 5.7298e-05
345 |  | 1 | 0 | 0 | 0 | 0 | 0 |  | 1 | 0 | 0 | 0 | 0 | 0 | 0.99649 | 0.9748 | 0.99641 | 0.98584 | 0.9984 | 0.99871 | 0.99893 | 0.99906 | 0.99914 | 0.99918 | 0.84728 | 0.0001 | 3.8371e-05 | 0.0001 | 0.0001 | 0.0001 | 0.99715 | 0.97785 | 0.62733 | 0.99225 | 0.48991 | 5.7839e-05 | 2.2198e-05 | 5.7859e-05 | 5.7864e-05 | 5.7866e-05
346 |  | 1 | 0 | 0 | 0 | 0 | 0 |  | 1 | 0 | 0 | 0 | 0 | 0 | 0.99673 | 0.9744 | 0.99665 | 0.9851 | 0.99851 | 0.9988 | 0.999 | 0.99912 | 0.99919 | 0.99924 | 0.8514 | 0.0001 | 3.6979e-05 | 0.0001 | 0.0001 | 0.0001 | 0.99734 | 0.97672 | 0.63398 | 0.99235 | 0.49679 | 5.8367e-05 | 2.1588e-05 | 5.8386e-05 | 5.839e-05 | 5.8393e-05
347 |  | 1 | 0 | 0 | 0 | 0 | 0 |  | 1 | 0 | 0 | 0 | 0 | 0 | 0.99696 | 0.97391 | 0.99689 | 0.98414 | 0.99862 | 0.99888 | 0.99907 | 0.99918 | 0.99925 | 0.99929 | 0.85344 | 0.0001 | 3.6011e-05 | 0.0001 | 0.0001 | 0.0001 | 0.99753 | 0.97565 | 0.64064 | 0.99247 | 0.50237 | 5.888e-05 | 2.1207e-05 | 5.8897e-05 | 5.8901e-05 | 5.8904e-05
348 |  | 1 | 0 | 0 | 0 | 0 | 0 |  | 1 | 0 | 0 | 0 | 0 | 0 | 0.99719 | 0.97342 | 0.99713 | 0.98318 | 0.99872 | 0.99897 | 0.99914 | 0.99925 | 0.99931 | 0.99935 | 0.85611 | 0.0001 | 3.5049e-05 | 0.0001 | 0.0001 | 0.0001 | 0.99772 | 0.97458 | 0.6473 | 0.9926 | 0.50833 | 5.9391e-05 | 2.082e-05 | 5.9408e-05 | 5.9412e-05 | 5.9414e-05
349 |  | 1 | 0 | 0 | 0 | 0 | 0 |  | 1 | 0 | 0 | 0 | 0 | 0 | 0.99743 | 0.97288 | 0.99737 | 0.98207 | 0.99883 | 0.99905 | 0.99921 | 0.99931 | 0.99937 | 0.9994 | 0.85721 | 0.0001 | 3.4223e-05 | 0.0001 | 0.0001 | 0.0001 | 0.99791 | 0.9736 | 0.65396 | 0.99275 | 0.5133 | 5.9894e-05 | 2.0501e-05 | 5.9909e-05 | 5.9913e-05 | 5.9915e-05
350 |  | 1 | 0 | 0 | 0 | 0 | 0 |  | 1 | 0 | 0 | 0 | 0 | 0 | 0.99766 | 0.97233 | 0.99761 | 0.98096 | 0.99894 | 0.99914 | 0.99928 | 0.99937 | 0.99942 | 0.99946 | 0.85778 | 0.0001 | 3.3408e-05 | 0.0001 | 0.0001 | 0.0001 | 0.9981 | 0.97262 | 0.66056 | 0.99291 | 0.51791 | 6.039e-05 | 2.0178e-05 | 6.0404e-05 | 6.0407e-05 | 6.0409e-05
351 |  | 1 | 0 | 0 | 0 | 0 | 0 |  | 1 | 0 | 0 | 0 | 0 | 0 | 0.99754 | 0.97174 | 0.99749 | 0.97973 | 0.99888 | 0.9991 | 0.99925 | 0.99934 | 0.9994 | 0.99943 | 0.85938 | 0.0001 | 3.3445e-05 | 0.0001 | 0.0001 | 0.0001 | 0.99801 | 0.9719 | 0.66412 | 0.99309 | 0.52022 | 6.0547e-05 | 2.0253e-05 | 6.0562e-05 | 6.0565e-05 | 6.0567e-05
352 |  | 1 | 0 | 0 | 0 | 0 | 0 |  | 1 | 0 | 0 | 0 | 0 | 0 | 0.99743 | 0.97115 | 0.99737 | 0.97851 | 0.99883 | 0.99905 | 0.99921 | 0.99931 | 0.99937 | 0.9994 | 0.85901 | 0.0001 | 3.3492e-05 | 0.0001 | 0.0001 | 0.0001 | 0.99791 | 0.97117 | 0.66769 | 0.99328 | 0.52133 | 6.0703e-05 | 2.0334e-05 | 6.0719e-05 | 6.0722e-05 | 6.0725e-05
353 |  | 1 | 0 | 0 | 0 | 0 | 0 |  | 1 | 0 | 0 | 0 | 0 | 0 | 0.99731 | 0.97053 | 0.99725 | 0.97723 | 0.99878 | 0.99901 | 0.99918 | 0.99928 | 0.99934 | 0.99937 | 0.85871 | 0.0001 | 3.3599e-05 | 0.0001 | 0.0001 | 0.0001 | 0.99782 | 0.97059 | 0.67126 | 0.99349 | 0.52251 | 6.0862e-05 | 2.0453e-05 | 6.0878e-05 | 6.0882e-05 | 6.0884e-05
354 |  | 1 | 0 | 0 | 0 | 0 | 0 |  | 1 | 0 | 0 | 0 | 0 | 0 | 0.99719 | 0.96991 | 0.99713 | 0.97595 | 0.99872 | 0.99897 | 0.99914 | 0.99925 | 0.99931 | 0.99935 | 0.85737 | 0.0001 | 3.3708e-05 | 0.0001 | 0.0001 | 0.0001 | 0.99772 | 0.97 | 0.67483 | 0.99371 | 0.52304 | 6.102e-05 | 2.0572e-05 | 6.1037e-05 | 6.1041e-05 | 6.1044e-05
355 |  | 1 | 0 | 0 | 0 | 0 | 0 |  | 1 | 0 | 0 | 0 | 0 | 0 | 0.99708 | 0.96928 | 0.99701 | 0.97465 | 0.99867 | 0.99893 | 0.99911 | 0.99922 | 0.99928 | 0.99932 | 0.85845 | 0.0001 | 3.689e-05 | 0.0001 | 0.0001 | 0.0001 | 0.99763 | 0.96955 | 0.6784 | 0.99396 | 0.52511 | 6.1186e-05 | 2.2575e-05 | 6.1204e-05 | 6.1208e-05 | 6.121e-05
356 |  | 1 | 0 | 0 | 0 | 0 | 0 |  | 1 | 0 | 0 | 0 | 0 | 0 | 0.99708 | 0.96866 | 0.99701 | 0.97335 | 0.99867 | 0.99893 | 0.99911 | 0.99922 | 0.99928 | 0.99932 | 0.8579 | 0.0001 | 4.0079e-05 | 0.0001 | 0.0001 | 0.0001 | 0.99763 | 0.96911 | 0.68196 | 0.99423 | 0.5264 | 6.1374e-05 | 2.4602e-05 | 6.1392e-05 | 6.1396e-05 | 6.1399e-05
357 |  | 1 | 0 | 0 | 0 | 0 | 0 |  | 1 | 0 | 0 | 0 | 0 | 0 | 0.99708 | 0.96804 | 0.99701 | 0.97207 | 0.99867 | 0.99893 | 0.99911 | 0.99922 | 0.99928 | 0.99932 | 0.85581 | 0.0001 | 4.2625e-05 | 0.0001 | 0.0001 | 0.0001 | 0.99763 | 0.9688 | 0.68553 | 0.99452 | 0.52682 | 6.1574e-05 | 2.625e-05 | 6.1592e-05 | 6.1596e-05 | 6.1598e-05
358 |  | 1 | 0 | 0 | 0 | 0 | 0 |  | 1 | 0 | 0 | 0 | 0 | 0 | 0.99708 | 0.96742 | 0.99701 | 0.97079 | 0.99867 | 0.99893 | 0.99911 | 0.99922 | 0.99928 | 0.99932 | 0.85177 | 0.0001 | 4.5178e-05 | 0.0001 | 0.0001 | 0.0001 | 0.99763 | 0.9685 | 0.6891 | 0.99483 | 0.52603 | 6.1773e-05 | 2.7913e-05 | 6.1791e-05 | 6.1795e-05 | 6.1797e-05
359 |  | 1 | 0 | 0 | 0 | 0 | 0 |  | 1 | 0 | 0 | 0 | 0 | 0 | 0.99708 | 0.96682 | 0.99701 | 0.96955 | 0.99867 | 0.99893 | 0.99911 | 0.99922 | 0.99928 | 0.99932 | 0.84882 | 0.0001 | 4.5685e-05 | 0.0001 | 0.0001 | 0.0001 | 0.99763 | 0.96835 | 0.69267 | 0.99516 | 0.52602 | 6.1986e-05 | 2.8323e-05 | 6.2004e-05 | 6.2008e-05 | 6.201e-05
360 |  | 1 | 0 | 0 | 0 | 0 | 0 |  | 1 | 0 | 0 | 0 | 0 | 0 | 0.99708 | 0.96622 | 0.99701 | 0.96832 | 0.99867 | 0.99893 | 0.99911 | 0.99922 | 0.99928 | 0.99932 | 0.84805 | 0.0001 | 4.62e-05 | 0.0001 | 0.0001 | 0.0001 | 0.99763 | 0.96819 | 0.69623 | 0.9955 | 0.52734 | 6.2198e-05 | 2.8741e-05 | 6.2216e-05 | 6.222e-05 | 6.2223e-05
361 |  | 1 | 0 | 0 | 0 | 0 | 0 |  | 1 | 0 | 0 | 0 | 0 | 0 | 0.99719 | 0.96565 | 0.99713 | 0.96717 | 0.99872 | 0.99897 | 0.99914 | 0.99925 | 0.99931 | 0.99935 | 0.84744 | 0.0001 | 3.9597e-05 | 0.0001 | 0.0001 | 0.0001 | 0.99772 | 0.96817 | 0.6998 | 0.99584 | 0.52909 | 6.245e-05 | 2.4733e-05 | 6.2467e-05 | 6.2471e-05 | 6.2473e-05
362 |  | 1 | 0 | 0 | 0 | 0 | 0 |  | 1 | 0 | 0 | 0 | 0 | 0 | 0.99731 | 0.96509 | 0.99725 | 0.96601 | 0.99878 | 0.99901 | 0.99918 | 0.99928 | 0.99934 | 0.99937 | 0.84789 | 0.0001 | 3.2998e-05 | 0.0001 | 0.0001 | 0.0001 | 0.99782 | 0.96814 | 0.70337 | 0.99621 | 0.53152 | 6.2701e-05 | 2.0694e-05 | 6.2718e-05 | 6.2722e-05 | 6.2724e-05
363 |  | 1 | 0 | 0 | 0 | 0 | 0 |  | 1 | 0 | 0 | 0 | 0 | 0 | 0.99743 | 0.96457 | 0.99737 | 0.96495 | 0.99883 | 0.99905 | 0.99921 | 0.99931 | 0.99937 | 0.9994 | 0.85078 | 0.0001 | 3.0634e-05 | 0.0001 | 0.0001 | 0.0001 | 0.99791 | 0.96825 | 0.70694 | 0.99658 | 0.53562 | 6.2971e-05 | 1.9293e-05 | 6.2987e-05 | 6.299e-05 | 6.2993e-05
364 |  | 1 | 0 | 0 | 0 | 0 | 0 |  | 1 | 0 | 0 | 0 | 0 | 0 | 0.99754 | 0.96404 | 0.99749 | 0.96389 | 0.99888 | 0.9991 | 0.99925 | 0.99934 | 0.9994 | 0.99943 | 0.85271 | 0.0001 | 2.8277e-05 | 0.0001 | 0.0001 | 0.0001 | 0.99801 | 0.96836 | 0.71051 | 0.99698 | 0.53914 | 6.3241e-05 | 1.7885e-05 | 6.3256e-05 | 6.3259e-05 | 6.3262e-05
365 |  | 1 | 0 | 0 | 0 | 0 | 0 |  | 1 | 0 | 0 | 0 | 0 | 0 | 0.99766 | 0.96365 | 0.99761 | 0.96295 | 0.99894 | 0.99914 | 0.99928 | 0.99937 | 0.99942 | 0.99946 | 0.85557 | 0.0001 | 2.9393e-05 | 0.0001 | 0.0001 | 0.0001 | 0.9981 | 0.96858 | 0.71407 | 0.99736 | 0.54346 | 6.3533e-05 | 1.8677e-05 | 6.3547e-05 | 6.3551e-05 | 6.3553e-05
366 |  | 1 | 0 | 0 | 0 | 0 | 0 |  | 1 | 0 | 0 | 0 | 0 | 0 | 0.99778 | 0.96325 | 0.99773 | 0.962 | 0.99899 | 0.99918 | 0.99932 | 0.9994 | 0.99945 | 0.99948 | 0.8575 | 0.0001 | 3.0509e-05 | 0.0001 | 0.0001 | 0.0001 | 0.9982 | 0.96881 | 0.71764 | 0.99772 | 0.54717 | 6.3822e-05 | 1.9474e-05 | 6.3837e-05 | 6.384e-05 | 6.3842e-05
367 |  | 1 | 0 | 0 | 0 | 0 | 0 |  | 1 | 0 | 0 | 0 | 0 | 0 | 0.99789 | 0.963 | 0.99785 | 0.96118 | 0.99904 | 0.99923 | 0.99936 | 0.99943 | 0.99948 | 0.99951 | 0.85796 | 0.0001 | 2.8874e-05 | 0.0001 | 0.0001 | 0.0001 | 0.99829 | 0.96913 | 0.72121 | 0.99809 | 0.55017 | 6.4137e-05 | 1.8521e-05 | 6.415e-05 | 6.4153e-05 | 6.4155e-05
368 |  | 1 | 0 | 0 | 0 | 0 | 0 |  | 1 | 0 | 0 | 0 | 0 | 0 | 0.99801 | 0.96274 | 0.99797 | 0.96036 | 0.9991 | 0.99927 | 0.99939 | 0.99947 | 0.99951 | 0.99954 | 0.85708 | 0.0001 | 2.723e-05 | 0.0001 | 0.0001 | 0.0001 | 0.99839 | 0.96945 | 0.72478 | 0.99846 | 0.55231 | 6.4452e-05 | 1.7553e-05 | 6.4465e-05 | 6.4468e-05 | 6.4469e-05
369 |  | 1 | 0 | 0 | 0 | 0 | 0 |  | 1 | 0 | 0 | 0 | 0 | 0 | 0.99813 | 0.96257 | 0.99808 | 0.95966 | 0.99915 | 0.99931 | 0.99943 | 0.9995 | 0.99954 | 0.99956 | 0.85699 | 0.0001 | 2.8479e-05 | 0.0001 | 0.0001 | 0.0001 | 0.99848 | 0.96987 | 0.72835 | 0.99884 | 0.55513 | 6.4787e-05 | 1.8453e-05 | 6.4799e-05 | 6.4802e-05 | 6.4804e-05
370 |  | 1 | 0 | 0 | 0 | 0 | 0 |  | 1 | 0 | 0 | 0 | 0 | 0 | 0.99824 | 0.9624 | 0.9982 | 0.95897 | 0.9992 | 0.99936 | 0.99946 | 0.99953 | 0.99957 | 0.99959 | 0.85595 | 0.0001 | 2.9722e-05 | 0.0001 | 0.0001 | 0.0001 | 0.99857 | 0.97028 | 0.73191 | 0.99921 | 0.55733 | 6.5123e-05 | 1.9358e-05 | 6.5134e-05 | 6.5137e-05 | 6.5138e-05
371 |  | 1 | 0 | 0 | 0 | 0 | 0 |  | 1 | 0 | 0 | 0 | 0 | 0 | 0.99813 | 0.96231 | 0.99808 | 0.95841 | 0.99915 | 0.99931 | 0.99943 | 0.9995 | 0.99954 | 0.99956 | 0.85518 | 0.0001 | 3.4916e-05 | 0.0001 | 0.0001 | 0.0001 | 0.99848 | 0.97076 | 0.73548 | 0.99957 | 0.55943 | 6.5427e-05 | 2.2847e-05 | 6.5439e-05 | 6.5442e-05 | 6.5443e-05
372 |  | 1 | 0 | 0 | 0 | 0 | 0 |  | 1 | 0 | 0 | 0 | 0 | 0 | 0.99801 | 0.96222 | 0.99797 | 0.95785 | 0.9991 | 0.99927 | 0.99939 | 0.99947 | 0.99951 | 0.99954 | 0.85621 | 0.0001 | 4.0101e-05 | 0.0001 | 0.0001 | 0.0001 | 0.99839 | 0.97124 | 0.73905 | 0.99991 | 0.56269 | 6.573e-05 | 2.6361e-05 | 6.5743e-05 | 6.5746e-05 | 6.5748e-05
373 |  | 1 | 0 | 0 | 0 | 0 | 0 |  | 1 | 0 | 0 | 0 | 0 | 0 | 0.99789 | 0.96221 | 0.99785 | 0.95742 | 0.99904 | 0.99923 | 0.99936 | 0.99943 | 0.99948 | 0.99951 | 0.85905 | 0.0001 | 3.8906e-05 | 0.0001 | 0.0001 | 0.0001 | 0.99829 | 0.97178 | 0.74262 | 1 | 0.56717 | 6.6035e-05 | 2.5695e-05 | 6.6048e-05 | 6.6051e-05 | 6.6053e-05
374 |  | 1 | 0 | 0 | 0 | 0 | 0 |  | 1 | 0 | 0 | 0 | 0 | 0 | 0.99778 | 0.9622 | 0.99773 | 0.95699 | 0.99899 | 0.99918 | 0.99932 | 0.9994 | 0.99945 | 0.99948 | 0.86042 | 0.0001 | 3.7724e-05 | 0.0001 | 0.0001 | 0.0001 | 0.9982 | 0.97231 | 0.74618 | 1 | 0.57063 | 6.6333e-05 | 2.5027e-05 | 6.6348e-05 | 6.6351e-05 | 6.6353e-05
375 |  | 1 | 0 | 0 | 0 | 0 | 0 |  | 1 | 0 | 0 | 0 | 0 | 0 | 0.99766 | 0.96226 | 0.99761 | 0.95669 | 0.99894 | 0.99914 | 0.99928 | 0.99937 | 0.99942 | 0.99946 | 0.86352 | 0.0001 | 3.1903e-05 | 0.0001 | 0.0001 | 0.0001 | 0.9981 | 0.97289 | 0.74975 | 1 | 0.5754 | 6.6648e-05 | 2.1266e-05 | 6.6663e-05 | 6.6667e-05 | 6.6669e-05
376 |  | 1 | 0 | 0 | 0 | 0 | 0 |  | 1 | 0 | 0 | 0 | 0 | 0 | 0.99778 | 0.96232 | 0.99773 | 0.95639 | 0.99899 | 0.99918 | 0.99932 | 0.9994 | 0.99945 | 0.99948 | 0.86453 | 0.0001 | 2.6081e-05 | 0.0001 | 0.0001 | 0.0001 | 0.9982 | 0.97346 | 0.7534 | 1 | 0.5793 | 6.702e-05 | 1.7482e-05 | 6.7035e-05 | 6.7038e-05 | 6.704e-05
377 |  | 1 | 0 | 0 | 0 | 0 | 0 |  | 1 | 0 | 0 | 0 | 0 | 0 | 0.99789 | 0.96246 | 0.99785 | 0.95621 | 0.99904 | 0.99923 | 0.99936 | 0.99943 | 0.99948 | 0.99951 | 0.86332 | 0.0001 | 2.3548e-05 | 0.0001 | 0.0001 | 0.0001 | 0.99829 | 0.97405 | 0.75705 | 1 | 0.58183 | 6.7408e-05 | 1.5875e-05 | 6.7422e-05 | 6.7425e-05 | 6.7427e-05
378 |  | 1 | 0 | 0 | 0 | 0 | 0 |  | 1 | 0 | 0 | 0 | 0 | 0 | 0.99801 | 0.96259 | 0.99797 | 0.95604 | 0.9991 | 0.99927 | 0.99939 | 0.99947 | 0.99951 | 0.99954 | 0.86047 | 0.0001 | 2.102e-05 | 0.0001 | 0.0001 | 0.0001 | 0.99839 | 0.97464 | 0.76069 | 1 | 0.58326 | 6.7796e-05 | 1.4252e-05 | 6.7809e-05 | 6.7812e-05 | 6.7814e-05
379 |  | 1 | 0 | 0 | 0 | 0 | 0 |  | 1 | 0 | 0 | 0 | 0 | 0 | 0.99813 | 0.96279 | 0.99808 | 0.95598 | 0.99915 | 0.99931 | 0.99943 | 0.9995 | 0.99954 | 0.99956 | 0.85422 | 0.0001 | 2.1143e-05 | 0.0001 | 0.0001 | 0.0001 | 0.99848 | 0.97524 | 0.76434 | 1 | 0.58246 | 6.8198e-05 | 1.4421e-05 | 6.821e-05 | 6.8213e-05 | 6.8215e-05
380 |  | 1 | 0 | 0 | 0 | 0 | 0 |  | 1 | 0 | 0 | 0 | 0 | 0 | 0.99824 | 0.96298 | 0.9982 | 0.95592 | 0.9992 | 0.99936 | 0.99946 | 0.99953 | 0.99957 | 0.99959 | 0.84393 | 0.0001 | 2.1258e-05 | 0.0001 | 0.0001 | 0.0001 | 0.99857 | 0.97584 | 0.76799 | 1 | 0.57885 | 6.86e-05 | 1.4585e-05 | 6.8612e-05 | 6.8615e-05 | 6.8617e-05
381 |  | 1 | 0 | 0 | 0 | 0 | 0 |  | 1 | 0 | 0 | 0 | 0 | 0 | 0.99836 | 0.96322 | 0.99832 | 0.95597 | 0.99926 | 0.9994 | 0.9995 | 0.99956 | 0.9996 | 0.99962 | 0.82923 | 0.0001 | 2.3596e-05 | 0.0001 | 0.0001 | 0.0001 | 0.99867 | 0.97642 | 0.77163 | 1 | 0.57221 | 6.9014e-05 | 1.6286e-05 | 6.9026e-05 | 6.9028e-05 | 6.903e-05
382 |  | 1 | 0 | 0 | 0 | 0 | 0 |  | 0.96 | 0 | 0 | 0 | 0 | 0 | 0.99848 | 0.96346 | 0.99844 | 0.95602 | 0.99931 | 0.99944 | 0.99953 | 0.99959 | 0.99963 | 0.99965 | 0.81149 | 0.0001 | 2.5925e-05 | 0.0001 | 0.0001 | 0.0001 | 0.99876 | 0.97701 | 0.77528 | 1 | 0.56334 | 6.9429e-05 | 1.8001e-05 | 6.944e-05 | 6.9442e-05 | 6.9443e-05
383 |  | 1 | 0 | 0 | 0 | 0 | 0 |  | 0.92 | 0 | 0 | 0 | 0 | 0 | 0.9986 | 0.96375 | 0.99856 | 0.95617 | 0.99936 | 0.99948 | 0.99957 | 0.99962 | 0.99965 | 0.99967 | 0.79153 | 0.0001 | 3.1127e-05 | 0.0001 | 0.0001 | 0.0001 | 0.99886 | 0.97757 | 0.77893 | 1 | 0.55285 | 6.9853e-05 | 2.1745e-05 | 6.9863e-05 | 6.9865e-05 | 6.9867e-05
384 |  | 1 | 0 | 0 | 0 | 0 | 0 |  | 0.88 | 0 | 0 | 0 | 0 | 0 | 0.99871 | 0.96403 | 0.99868 | 0.95631 | 0.99941 | 0.99953 | 0.99961 | 0.99965 | 0.99968 | 0.9997 | 0.76938 | 0.0001 | 3.6327e-05 | 0.0001 | 0.0001 | 0.0001 | 0.99895 | 0.97814 | 0.78257 | 1 | 0.54065 | 7.0279e-05 | 2.5532e-05 | 7.0288e-05 | 7.029e-05 | 7.0291e-05
385 |  | 1 | 0 | 0 | 0 | 0 | 0 |  | 0.84 | 0 | 0 | 0 | 0 | 0 | 0.99883 | 0.96435 | 0.9988 | 0.95654 | 0.99947 | 0.99957 | 0.99964 | 0.99969 | 0.99971 | 0.99973 | 0.74207 | 0.0001 | 4.2103e-05 | 0.0001 | 0.0001 | 0.0001 | 0.99905 | 0.97867 | 0.78622 | 1 | 0.52468 | 7.0711e-05 | 2.9774e-05 | 7.0719e-05 | 7.0721e-05 | 7.0722e-05
386 |  | 1 | 1 | 0 | 0 | 0 | 0 |  | 0.8 | 0 | 0 | 0 | 0 | 0 | 0.99883 | 0.96467 | 0.9988 | 0.95677 | 0.99947 | 0.99957 | 0.99964 | 0.99969 | 0.99971 | 0.99973 | 0.71336 | 0.0082627 | 4.7884e-05 | 0.0001 | 0.0001 | 0.0001 | 0.99905 | 0.9792 | 0.78987 | 1 | 0.50728 | 0.0058763 | 3.4057e-05 | 7.1127e-05 | 7.1128e-05 | 7.113e-05
387 |  | 1 | 1 | 0 | 0 | 0 | 0 |  | 0.76 | 0 | 0 | 0 | 0 | 0 | 0.99883 | 0.96502 | 0.9988 | 0.95708 | 0.99947 | 0.99957 | 0.99964 | 0.99969 | 0.99971 | 0.99973 | 0.67656 | 0.0094311 | 4.0883e-05 | 0.0001 | 0.0001 | 0.0001 | 0.99905 | 0.97968 | 0.79351 | 1 | 0.4839 | 0.0067461 | 2.9246e-05 | 7.1539e-05 | 7.1541e-05 | 7.1542e-05
388 |  | 1 | 1 | 0 | 0 | 0 | 0 |  | 0.72 | 0 | 0 | 0 | 0 | 0 | 0.99883 | 0.96537 | 0.9988 | 0.95738 | 0.99947 | 0.99957 | 0.99964 | 0.99969 | 0.99971 | 0.99973 | 0.64169 | 0.0092788 | 3.388e-05 | 0.0001 | 0.0001 | 0.0001 | 0.99905 | 0.98017 | 0.79716 | 1 | 0.46161 | 0.0066755 | 2.4376e-05 | 7.1952e-05 | 7.1954e-05 | 7.1955e-05
389 |  | 1 | 1 | 0 | 0 | 0 | 0 |  | 0.68 | 0 | 0 | 0 | 0 | 0 | 0.99883 | 0.96574 | 0.9988 | 0.95775 | 0.99947 | 0.99957 | 0.99964 | 0.99969 | 0.99971 | 0.99973 | 0.60226 | 0.017273 | 2.7351e-05 | 0.0001 | 0.0001 | 0.0001 | 0.99905 | 0.9806 | 0.80081 | 1 | 0.43575 | 0.012498 | 1.9793e-05 | 7.2369e-05 | 7.2371e-05 | 7.2372e-05
390 |  | 1 | 1 | 0 | 0 | 0 | 0 |  | 0.64 | 0.04 | 0 | 0 | 0 | 0 | 0.99883 | 0.96611 | 0.9988 | 0.95811 | 0.99947 | 0.99957 | 0.99964 | 0.99969 | 0.99971 | 0.99973 | 0.56353 | 0.022868 | 2.0819e-05 | 0.0001 | 0.0001 | 0.0001 | 0.99905 | 0.98103 | 0.80445 | 1 | 0.41009 | 0.016643 | 1.5152e-05 | 7.2786e-05 | 7.2788e-05 | 7.279e-05
391 |  | 1 | 1 | 0 | 0 | 0 | 0 |  | 0.6 | 0.08 | 0 | 0 | 0 | 0 | 0.99895 | 0.9665 | 0.99892 | 0.95854 | 0.99952 | 0.99961 | 0.99968 | 0.99972 | 0.99974 | 0.99976 | 0.52094 | 0.039915 | 1.7365e-05 | 0.0001 | 0.0001 | 0.0001 | 0.99914 | 0.98141 | 0.8081 | 1 | 0.38142 | 0.029228 | 1.2716e-05 | 7.3233e-05 | 7.3234e-05 | 7.3235e-05
392 |  | 1 | 1 | 0 | 0 | 0 | 0 |  | 0.56 | 0.12 | 0 | 0 | 0 | 0 | 0.99906 | 0.96689 | 0.99904 | 0.95896 | 0.99957 | 0.99966 | 0.99971 | 0.99975 | 0.99977 | 0.99978 | 0.47591 | 0.060411 | 1.3912e-05 | 0.0001 | 0.0001 | 0.0001 | 0.99924 | 0.98178 | 0.81174 | 1 | 0.35059 | 0.044507 | 1.025e-05 | 7.368e-05 | 7.3681e-05 | 7.3682e-05
393 |  | 1 | 1 | 0 | 0 | 0 | 0 |  | 0.52 | 0.16 | 0 | 0 | 0 | 0 | 0.99918 | 0.96728 | 0.99916 | 0.95943 | 0.99963 | 0.9997 | 0.99975 | 0.99978 | 0.9998 | 0.99981 | 0.43394 | 0.090341 | 1.3487e-05 | 0.0001 | 0.0001 | 0.0001 | 0.99933 | 0.98209 | 0.81539 | 1 | 0.32162 | 0.066963 | 9.997e-06 | 7.4128e-05 | 7.4129e-05 | 7.413e-05
394 |  | 1 | 1 | 0 | 0 | 0 | 0 |  | 0.48 | 0.2 | 0 | 0 | 0 | 0 | 0.9993 | 0.96768 | 0.99928 | 0.9599 | 0.99968 | 0.99974 | 0.99979 | 0.99981 | 0.99983 | 0.99984 | 0.39432 | 0.1323 | 1.3061e-05 | 0.0001 | 0.0001 | 0.0001 | 0.99943 | 0.9824 | 0.81904 | 1 | 0.29403 | 0.098657 | 9.7403e-06 | 7.4577e-05 | 7.4578e-05 | 7.4579e-05
395 |  | 1 | 1 | 0 | 0 | 0 | 0 |  | 0.44 | 0.24 | 0 | 0 | 0 | 0 | 0.99941 | 0.96808 | 0.9994 | 0.96041 | 0.99973 | 0.99979 | 0.99982 | 0.99984 | 0.99986 | 0.99986 | 0.35161 | 0.18552 | 1.2813e-05 | 0.0001 | 0.0001 | 0.0001 | 0.99952 | 0.98265 | 0.82268 | 1 | 0.26377 | 0.13918 | 9.6124e-06 | 7.5025e-05 | 7.5026e-05 | 7.5027e-05
396 |  | 1 | 1 | 0 | 0 | 0 | 0 |  | 0.4 | 0.28 | 0 | 0 | 0 | 0 | 0.99965 | 0.96847 | 0.99964 | 0.96091 | 0.99984 | 0.99987 | 0.99989 | 0.99991 | 0.99991 | 0.99992 | 0.30856 | 0.24597 | 1.2568e-05 | 0.0001 | 0.0001 | 0.0001 | 0.99971 | 0.98289 | 0.82633 | 1 | 0.23296 | 0.18571 | 9.4889e-06 | 7.5502e-05 | 7.5503e-05 | 7.5503e-05
397 |  | 1 | 1 | 0 | 0 | 0 | 0 |  | 0.36 | 0.32 | 0 | 0 | 0 | 0 | 0.99988 | 0.96887 | 0.99988 | 0.96145 | 0.99995 | 0.99996 | 0.99996 | 0.99997 | 0.99997 | 0.99997 | 0.25693 | 0.31883 | 1.2256e-05 | 0.0001 | 0.0001 | 0.0001 | 0.9999 | 0.98307 | 0.82998 | 1 | 0.19521 | 0.24223 | 9.3114e-06 | 7.5977e-05 | 7.5978e-05 | 7.5978e-05
398 |  | 1 | 1 | 0 | 0 | 0 | 0 |  | 0.32 | 0.36 | 0 | 0 | 0 | 0 | 1 | 0.96927 | 1 | 0.96198 | 1 | 1 | 1 | 1 | 1 | 1 | 0.2017 | 0.39908 | 1.1943e-05 | 0.0001 | 0.0001 | 0.0001 | 1 | 0.98325 | 0.83362 | 1 | 0.15416 | 0.305 | 9.1276e-06 | 7.6426e-05 | 7.6426e-05 | 7.6426e-05
399 |  | 1 | 1 | 0 | 0 | 0 | 0 |  | 0.28 | 0.4 | 0 | 0 | 0 | 0 | 1 | 0.96966 | 1 | 0.96254 | 1 | 1 | 1 | 1 | 1 | 1 | 0.14284 | 0.4878 | 1.1605e-05 | 0.0001 | 0.0001 | 0.0001 | 1 | 0.98336 | 0.83727 | 1 | 0.10977 | 0.37485 | 8.918e-06 | 7.6844e-05 | 7.6844e-05 | 7.6844e-05
400 |  | 1 | 1 | 0 | 0 | 0 | 0 |  | 0.24 | 0.44 | 0 | 0 | 0 | 0 | 1 | 0.97005 | 1 | 0.96309 | 1 | 1 | 1 | 1 | 1 | 1 | 0.090227 | 0.5765 | 1.1271e-05 | 0.0001 | 0.0001 | 0.0001 | 1 | 0.98347 | 0.84092 | 1 | 0.069713 | 0.44542 | 8.7084e-06 | 7.7263e-05 | 7.7263e-05 | 7.7263e-05
401 |  | 1 | 1 | 0 | 0 | 0 | 0 |  | 0.2 | 0.48 | 0 | 0 | 0 | 0 | 1 | 0.97042 | 1 | 0.96366 | 1 | 1 | 1 | 1 | 1 | 1 | 0.050828 | 0.66006 | 1.0418e-05 | 0.0001 | 0.0001 | 0.0001 | 1 | 0.98352 | 0.84176 | 1 | 0.039352 | 0.51103 | 8.066e-06 | 7.7421e-05 | 7.7421e-05 | 7.7421e-05
402 |  | 1 | 1 | 0 | 0 | 0 | 0 |  | 0.16 | 0.52 | 0 | 0 | 0 | 0 | 1 | 0.9708 | 1 | 0.96423 | 1 | 1 | 1 | 1 | 1 | 1 | 0.024106 | 0.7374 | 9.5649e-06 | 0.0001 | 0.0001 | 0.0001 | 1 | 0.98358 | 0.84255 | 1 | 0.0187 | 0.57203 | 7.4199e-06 | 7.7574e-05 | 7.7574e-05 | 7.7574e-05
403 |  | 1 | 1 | 0 | 0 | 0 | 0 |  | 0.12 | 0.56 | 0 | 0 | 0 | 0 | 1 | 0.97117 | 1 | 0.96481 | 1 | 1 | 1 | 1 | 1 | 1 | 0.0079614 | 0.80333 | 1.1325e-05 | 0.0001 | 0.0001 | 0.0001 | 1 | 0.98358 | 0.84334 | 1 | 0.0061878 | 0.62437 | 8.8021e-06 | 7.7723e-05 | 7.7723e-05 | 7.7723e-05
404 |  | 1 | 1 | 0 | 0 | 0 | 0 |  | 0.08 | 0.6 | 0 | 0 | 0 | 0 | 1 | 0.97153 | 1 | 0.96538 | 1 | 1 | 1 | 1 | 1 | 1 | 0.0016224 | 0.85093 | 1.3087e-05 | 0.0001 | 0.0001 | 0.0001 | 1 | 0.98358 | 0.84413 | 1 | 0.0012634 | 0.66263 | 1.0191e-05 | 7.7871e-05 | 7.7871e-05 | 7.7871e-05
405 |  | 1 | 1 | 0 | 0 | 0 | 0 |  | 0.04 | 0.64 | 0 | 0 | 0 | 0 | 1 | 0.97188 | 1 | 0.96596 | 1 | 1 | 1 | 1 | 1 | 1 | 0.0010401 | 0.88696 | 1.253e-05 | 0.0001 | 0.0001 | 0.0001 | 1 | 0.98352 | 0.84492 | 1 | 0.00081139 | 0.69195 | 9.7752e-06 | 7.8014e-05 | 7.8014e-05 | 7.8014e-05
406 |  | 1 | 1 | 0 | 0 | 0 | 0 |  | 0 | 0.68 | 0 | 0 | 0 | 0 | 1 | 0.97222 | 1 | 0.96654 | 1 | 1 | 1 | 1 | 1 | 1 | -0.00014837 | 0.90733 | 1.1979e-05 | 0.0001 | 0.0001 | 0.0001 | 1 | 0.98347 | 0.84571 | 1 | -0.00011596 | 0.70914 | 9.3628e-06 | 7.8157e-05 | 7.8157e-05 | 7.8157e-05
407 |  | 1 | 1 | 0 | 0 | 0 | 0 |  | 0 | 0.72 | 0 | 0 | 0 | 0 | 1 | 0.97255 | 1 | 0.96711 | 1 | 1 | 1 | 1 | 1 | 1 | -6.05e-05 | 0.9242 | 1.1494e-05 | 0.0001 | 0.0001 | 0.0001 | 1 | 0.98336 | 0.8465 | 1 | -4.7368e-05 | 0.72359 | 8.9991e-06 | 7.8294e-05 | 7.8294e-05 | 7.8294e-05
408 |  | 1 | 1 | 0 | 0 | 0 | 0 |  | 0 | 0.76 | 0 | 0 | 0 | 0 | 1 | 0.97288 | 1 | 0.96769 | 1 | 1 | 1 | 1 | 1 | 1 | 0.0021966 | 0.93323 | 1.101e-05 | 0.0001 | 0.0001 | 0.0001 | 1 | 0.98325 | 0.84729 | 1 | 0.0017228 | 0.73194 | 8.6353e-06 | 7.8431e-05 | 7.8431e-05 | 7.8431e-05
409 |  | 1 | 1 | 0 | 0 | 0 | 0 |  | 0 | 0.8 | 0 | 0 | 0 | 0 | 1 | 0.97318 | 1 | 0.96825 | 1 | 1 | 1 | 1 | 1 | 1 | 0.0015827 | 0.93847 | 1.2184e-05 | 0.0001 | 0.0001 | 0.0001 | 1 | 0.9831 | 0.84808 | 1 | 0.0012434 | 0.73729 | 9.5725e-06 | 7.8563e-05 | 7.8563e-05 | 7.8563e-05
410 |  | 0 | 1 | 0 | 0 | 0 | 0 |  | 0 | 0.84 | 0 | 0 | 0 | 0 | 1 | 0.97349 | 1 | 0.96882 | 1 | 1 | 1 | 1 | 1 | 1 | -0.00026242 | 0.93957 | 1.3357e-05 | 0.0001 | 0.0001 | 0.0001 | 1 | 0.98295 | 0.84887 | 1 | -0.00020651 | 0.73939 | 1.0511e-05 | 7.8695e-05 | 7.8695e-05 | 7.8695e-05
411 |  | 0 | 1 | 0 | 0 | 0 | 0 |  | 0 | 0.88 | 0 | 0 | 0 | 0 | 1 | 0.97377 | 1 | 0.96937 | 1 | 1 | 1 | 1 | 1 | 1 | -0.0007067 | 0.93907 | 1.3808e-05 | 0.0001 | 0.0001 | 0.0001 | 1 | 0.98275 | 0.84966 | 1 | -0.00055702 | 0.74018 | 1.0884e-05 | 7.882e-05 | 7.882e-05 | 7.882e-05
412 |  | 0 | 1 | 0 | 0 | 0 | 0 |  | 0 | 0.92 | 0 | 0 | 0 | 0 | 1 | 0.97405 | 1 | 0.96992 | 1 | 1 | 1 | 1 | 1 | 1 | -0.00037922 | 0.93633 | 1.4259e-05 | 0.0001 | 0.0001 | 0.0001 | 1 | 0.98256 | 0.85045 | 1 | -0.00029938 | 0.73919 | 1.1257e-05 | 7.8946e-05 | 7.8946e-05 | 7.8946e-05
413 |  | 0 | 1 | 0 | 0 | 0 | 0 |  | 0 | 0.96 | 0 | 0 | 0 | 0 | 1 | 0.97431 | 1 | 0.97046 | 1 | 1 | 1 | 1 | 1 | 1 | -6.09e-05 | 0.93494 | 1.3747e-05 | 0.0001 | 0.0001 | 0.0001 | 1 | 0.98233 | 0.85124 | 1 | -4.8151e-05 | 0.73922 | 1.0869e-05 | 7.9066e-05 | 7.9066e-05 | 7.9066e-05
414 |  | 0 | 1 | 0 | 0 | 0 | 0 |  | 0 | 1 | 0 | 0 | 0 | 0 | 1 | 0.97457 | 1 | 0.971 | 1 | 1 | 1 | 1 | 1 | 1 | -0.00030434 | 0.93504 | 1.3237e-05 | 0.0001 | 0.0001 | 0.0001 | 1 | 0.98211 | 0.85203 | 1 | -0.000241 | 0.74042 | 1.0482e-05 | 7.9186e-05 | 7.9186e-05 | 7.9186e-05
415 |  | 0 | 1 | 0 | 0 | 0 | 0 |  | 0 | 1 | 0 | 0 | 0 | 0 | 1 | 0.9748 | 1 | 0.97152 | 1 | 1 | 1 | 1 | 1 | 1 | -0.0010309 | 0.93635 | 1.3036e-05 | 0.0001 | 0.0001 | 0.0001 | 1 | 0.98185 | 0.85282 | 1 | -0.0008175 | 0.74252 | 1.0337e-05 | 7.93e-05 | 7.93e-05 | 7.93e-05
416 |  | 0 | 1 | 0 | 0 | 0 | 0 |  | 0 | 1 | 0 | 0 | 0 | 0 | 1 | 0.97504 | 1 | 0.97204 | 1 | 1 | 1 | 1 | 1 | 1 | -0.00045183 | 0.93991 | 1.284e-05 | 0.0001 | 0.0001 | 0.0001 | 1 | 0.98159 | 0.85361 | 1 | -0.00035882 | 0.74642 | 1.0197e-05 | 7.9414e-05 | 7.9414e-05 | 7.9414e-05
417 |  | 0 | 1 | 0 | 0 | 0 | 0 |  | 0 | 1 | 0 | 0 | 0 | 0 | 1 | 0.97525 | 1 | 0.97253 | 1 | 1 | 1 | 1 | 1 | 1 | -0.00068021 | 0.94354 | 1.2531e-05 | 0.0001 | 0.0001 | 0.0001 | 1 | 0.98131 | 0.8544 | 1 | -0.00054092 | 0.75033 | 9.9649e-06 | 7.9523e-05 | 7.9523e-05 | 7.9523e-05
418 |  | 0 | 1 | 0 | 0 | 0 | 0 |  | 0 | 1 | 0 | 0 | 0 | 0 | 1 | 0.97546 | 1 | 0.97303 | 1 | 1 | 1 | 1 | 1 | 1 | -0.00049296 | 0.94722 | 1.2225e-05 | 0.0001 | 0.0001 | 0.0001 | 1 | 0.98103 | 0.85519 | 1 | -0.00039255 | 0.75428 | 9.7348e-06 | 7.9631e-05 | 7.9631e-05 | 7.9631e-05
419 |  | 0 | 1 | 0 | 0 | 0 | 0 |  | 0 | 1 | 0 | 0 | 0 | 0 | 1 | 0.97565 | 1 | 0.9735 | 1 | 1 | 1 | 1 | 1 | 1 | -2.93e-05 | 0.95166 | 1.6347e-05 | 0.0001 | 0.0001 | 0.0001 | 1 | 0.98073 | 0.85598 | 1 | -2.3362e-05 | 0.7588 | 1.3034e-05 | 7.9735e-05 | 7.9735e-05 | 7.9735e-05
420 |  | 0 | 1 | 0 | 0 | 0 | 0 |  | 0 | 1 | 0 | 0 | 0 | 0 | 1 | 0.97584 | 1 | 0.97397 | 1 | 1 | 1 | 1 | 1 | 1 | -0.00032642 | 0.95627 | 2.047e-05 | 0.0001 | 0.0001 | 0.0001 | 1 | 0.98044 | 0.85677 | 1 | -0.0002606 | 0.76347 | 1.6343e-05 | 7.9838e-05 | 7.9838e-05 | 7.9838e-05
421 |  | 0 | 1 | 0 | 0 | 0 | 0 |  | 0 | 1 | 0 | 0 | 0 | 0 | 1 | 0.976 | 1 | 0.97442 | 1 | 1 | 1 | 1 | 1 | 1 | -0.0012539 | 0.9614 | 3.3927e-05 | 0.0001 | 0.0001 | 0.0001 | 1 | 0.98012 | 0.85756 | 1 | -0.0010023 | 0.76851 | 2.712e-05 | 7.9936e-05 | 7.9936e-05 | 7.9936e-05
422 |  | 0 | 1 | 0 | 0 | 0 | 0 |  | 0 | 1 | 0 | 0 | 0 | 0 | 1 | 0.97617 | 1 | 0.97487 | 1 | 1 | 1 | 1 | 1 | 1 | -0.0015831 | 0.96315 | 4.737e-05 | 0.0001 | 0.0001 | 0.0001 | 1 | 0.97981 | 0.85835 | 1 | -0.0012671 | 0.77086 | 3.7912e-05 | 8.0035e-05 | 8.0035e-05 | 8.0035e-05
423 |  | 0 | 1 | 0 | 0 | 0 | 0 |  | 0 | 1 | 0 | 0 | 0 | 0 | 1 | 0.97631 | 1 | 0.97529 | 1 | 1 | 1 | 1 | 1 | 1 | -0.00053509 | 0.96493 | 8.0913e-05 | 0.0001 | 0.0001 | 0.0001 | 1 | 0.97949 | 0.85914 | 1 | -0.00042876 | 0.77318 | 6.4834e-05 | 8.0128e-05 | 8.0128e-05 | 8.0128e-05
424 |  | 0 | 1 | 0 | 0 | 0 | 0 |  | 0 | 1 | 0 | 0 | 0 | 0 | 1 | 0.97645 | 1 | 0.97571 | 1 | 1 | 1 | 1 | 1 | 1 | 0.00028045 | 0.9637 | 0.00011452 | 0.0001 | 0.0001 | 0.0001 | 1 | 0.97917 | 0.85993 | 1 | 0.00022498 | 0.7731 | 9.1869e-05 | 8.0222e-05 | 8.0222e-05 | 8.0222e-05
425 |  | 0 | 1 | 0 | 0 | 0 | 0 |  | 0 | 1 | 0 | 0 | 0 | 0 | 1 | 0.97657 | 1 | 0.97609 | 1 | 1 | 1 | 1 | 1 | 1 | -0.00055 | 0.96216 | 0.00016888 | 0.0001 | 0.0001 | 0.0001 | 1 | 0.97885 | 0.86071 | 1 | -0.00044171 | 0.77271 | 0.00013563 | 8.031e-05 | 8.031e-05 | 8.031e-05
426 |  | 0 | 1 | 0 | 0 | 0 | 0 |  | 0 | 1 | 0 | 0 | 0 | 0 | 1 | 0.97669 | 1 | 0.97648 | 1 | 1 | 1 | 1 | 1 | 1 | 0.0001 | 0.96173 | 0.0002233 | 0.0001 | 0.0001 | 0.0001 | 1 | 0.97853 | 0.86116 | 1 | 8.0367e-05 | 0.77291 | 0.00017946 | 8.0367e-05 | 8.0367e-05 | 8.0367e-05
427 |  | 0 | 1 | 0 | 0 | 0 | 0 |  | 0 | 1 | 0 | 0 | 0 | 0 | 1 | 0.97679 | 1 | 0.97684 | 1 | 1 | 1 | 1 | 1 | 1 | 0.0001 | 0.96261 | 0.00022698 | 0.0001 | 0.0001 | 0.0001 | 1 | 0.9782 | 0.86161 | 1 | 8.042e-05 | 0.77413 | 0.00018254 | 8.042e-05 | 8.042e-05 | 8.042e-05
428 |  | 0 | 1 | 0 | 0 | 0 | 0 |  | 0 | 1 | 0 | 0 | 0 | 0 | 1 | 0.97689 | 1 | 0.97719 | 1 | 1 | 1 | 1 | 1 | 1 | 0.0001 | 0.96151 | 0.00023078 | 0.0001 | 0.0001 | 0.0001 | 1 | 0.97788 | 0.86205 | 1 | 8.0473e-05 | 0.77376 | 0.00018571 | 8.0473e-05 | 8.0473e-05 | 8.0473e-05
429 |  | 0 | 1 | 0 | 0 | 0 | 0 |  | 0 | 1 | 0 | 0 | 0 | 0 | 1 | 0.97698 | 1 | 0.97752 | 1 | 1 | 1 | 1 | 1 | 1 | 0.0001 | 0.95992 | 0.00018111 | 0.0001 | 0.0001 | 0.0001 | 1 | 0.97756 | 0.8625 | 1 | 8.0522e-05 | 0.77295 | 0.00014583 | 8.0522e-05 | 8.0522e-05 | 8.0522e-05
430 |  | 0 | 1 | 0 | 0 | 0 | 0 |  | 0 | 1 | 0 | 0 | 0 | 0 | 1 | 0.97706 | 1 | 0.97785 | 1 | 1 | 1 | 1 | 1 | 1 | 0.0001 | 0.95875 | 0.00013144 | 0.0001 | 0.0001 | 0.0001 | 1 | 0.97725 | 0.86295 | 1 | 8.0571e-05 | 0.77247 | 0.0001059 | 8.0571e-05 | 8.0571e-05 | 8.0571e-05
431 |  | 0 | 1 | 0 | 0 | 0 | 0 |  | 0 | 1 | 0 | 0 | 0 | 0 | 1 | 0.97712 | 1 | 0.97814 | 1 | 1 | 1 | 1 | 1 | 1 | 0.0001 | 0.95938 | 9.6653e-05 | 0.0001 | 0.0001 | 0.0001 | 1 | 0.97694 | 0.86339 | 1 | 8.0617e-05 | 0.77342 | 7.7919e-05 | 8.0617e-05 | 8.0617e-05 | 8.0617e-05
432 |  | 0 | 1 | 0 | 0 | 0 | 0 |  | 0 | 1 | 0 | 0 | 0 | 0 | 1 | 0.97719 | 1 | 0.97844 | 1 | 1 | 1 | 1 | 1 | 1 | 0.0001 | 0.95961 | 6.1839e-05 | 0.0001 | 0.0001 | 0.0001 | 1 | 0.97662 | 0.86384 | 1 | 8.0663e-05 | 0.77404 | 4.9881e-05 | 8.0663e-05 | 8.0663e-05 | 8.0663e-05
433 |  | 0 | 1 | 0 | 0 | 0 | 0 |  | 0 | 1 | 0 | 0 | 0 | 0 | 1 | 0.97723 | 1 | 0.9787 | 1 | 1 | 1 | 1 | 1 | 1 | 0.0001 | 0.95975 | 4.9136e-05 | 0.0001 | 0.0001 | 0.0001 | 1 | 0.97632 | 0.86429 | 1 | 8.0705e-05 | 0.77457 | 3.9655e-05 | 8.0705e-05 | 8.0705e-05 | 8.0705e-05
434 |  | 0 | 1 | 0 | 0 | 0 | 0 |  | 0 | 1 | 0 | 0 | 0 | 0 | 1 | 0.97728 | 1 | 0.97897 | 1 | 1 | 1 | 1 | 1 | 1 | 0.0001 | 0.96095 | 3.6432e-05 | 0.0001 | 0.0001 | 0.0001 | 1 | 0.97603 | 0.86473 | 1 | 8.0748e-05 | 0.77594 | 2.9418e-05 | 8.0748e-05 | 8.0748e-05 | 8.0748e-05
435 |  | 0 | 1 | 0 | 0 | 0 | 0 |  | 0 | 1 | 0 | 0 | 0 | 0 | 1 | 0.97731 | 1 | 0.9792 | 1 | 1 | 1 | 1 | 1 | 1 | 0.0001 | 0.9622 | 2.9335e-05 | 0.0001 | 0.0001 | 0.0001 | 1 | 0.97574 | 0.86518 | 1 | 8.0788e-05 | 0.77735 | 2.3699e-05 | 8.0788e-05 | 8.0788e-05 | 8.0788e-05
436 |  | 0 | 1 | 0 | 0 | 0 | 0 |  | 0 | 1 | 0 | 0 | 0 | 0 | 0.99988 | 0.97735 | 0.99988 | 0.97944 | 0.99995 | 0.99996 | 0.99996 | 0.99997 | 0.99997 | 0.99997 | 0.0001 | 0.96229 | 2.2239e-05 | 0.0001 | 0.0001 | 0.0001 | 0.9999 | 0.97545 | 0.86563 | 1 | 8.0797e-05 | 0.77751 | 1.7968e-05 | 8.0799e-05 | 8.0799e-05 | 8.0799e-05
437 |  | 0 | 1 | 0 | 0 | 0 | 0 |  | 0 | 1 | 0 | 0 | 0 | 0 | 0.99977 | 0.97737 | 0.99976 | 0.97964 | 0.99989 | 0.99991 | 0.99993 | 0.99994 | 0.99994 | 0.99995 | 0.0001 | 0.96215 | 1.9501e-05 | 0.0001 | 0.0001 | 0.0001 | 0.99981 | 0.97518 | 0.86607 | 1 | 8.0803e-05 | 0.77747 | 1.5758e-05 | 8.0807e-05 | 8.0807e-05 | 8.0808e-05
438 |  | 0 | 1 | 0 | 0 | 0 | 0 |  | 0 | 1 | 0 | 0 | 0 | 0 | 0.99965 | 0.97738 | 0.99964 | 0.97985 | 0.99984 | 0.99987 | 0.99989 | 0.99991 | 0.99991 | 0.99992 | 0.0001 | 0.96283 | 1.6755e-05 | 0.0001 | 0.0001 | 0.0001 | 0.99971 | 0.97491 | 0.86652 | 1 | 8.081e-05 | 0.77808 | 1.3541e-05 | 8.0815e-05 | 8.0816e-05 | 8.0816e-05
439 |  | 0 | 1 | 0 | 0 | 0 | 0 |  | 0 | 1 | 0 | 0 | 0 | 0 | 0.99953 | 0.97739 | 0.99952 | 0.98002 | 0.99979 | 0.99983 | 0.99986 | 0.99987 | 0.99988 | 0.99989 | 0.0001 | 0.96295 | 1.3854e-05 | 0.0001 | 0.0001 | 0.0001 | 0.99962 | 0.97465 | 0.86697 | 1 | 8.0814e-05 | 0.77823 | 1.1197e-05 | 8.0821e-05 | 8.0822e-05 | 8.0822e-05
440 |  | 0 | 1 | 0 | 0 | 0 | 0 |  | 0 | 1 | 0 | 0 | 0 | 0 | 0.99941 | 0.97739 | 0.9994 | 0.9802 | 0.99973 | 0.99979 | 0.99982 | 0.99984 | 0.99986 | 0.99986 | 0.0001 | 0.96273 | 1.0954e-05 | 0.0001 | 0.0001 | 0.0001 | 0.99952 | 0.9744 | 0.86741 | 1 | 8.0818e-05 | 0.7781 | 8.8538e-06 | 8.0827e-05 | 8.0828e-05 | 8.0829e-05
441 |  | 0 | 1 | 0 | 0 | 0 | 0 |  | 0 | 1 | 0 | 0 | 0 | 0 | 0.99941 | 0.97739 | 0.9994 | 0.98034 | 0.99973 | 0.99979 | 0.99982 | 0.99984 | 0.99986 | 0.99986 | 0.0001 | 0.96418 | 1.0606e-05 | 0.0001 | 0.0001 | 0.0001 | 0.99952 | 0.97416 | 0.86786 | 1 | 8.0852e-05 | 0.7796 | 8.5755e-06 | 8.0861e-05 | 8.0862e-05 | 8.0862e-05
442 |  | 0 | 1 | 0 | 0 | 0 | 0 |  | 0 | 1 | 0 | 0 | 0 | 0 | 0.99941 | 0.97739 | 0.9994 | 0.98049 | 0.99973 | 0.99979 | 0.99982 | 0.99984 | 0.99986 | 0.99986 | 0.0001 | 0.96403 | 1.0259e-05 | 0.0001 | 0.0001 | 0.0001 | 0.99952 | 0.97392 | 0.86831 | 1 | 8.0885e-05 | 0.7798 | 8.2986e-06 | 8.0894e-05 | 8.0895e-05 | 8.0896e-05
443 |  | 0 | 1 | 0 | 0 | 0 | 0 |  | 0 | 1 | 0 | 0 | 0 | 0 | 0.99941 | 0.97738 | 0.9994 | 0.9806 | 0.99973 | 0.99979 | 0.99982 | 0.99984 | 0.99986 | 0.99986 | 0.0001 | 0.96362 | 1.1377e-05 | 0.0001 | 0.0001 | 0.0001 | 0.99952 | 0.9737 | 0.86875 | 1 | 8.0917e-05 | 0.77978 | 9.2066e-06 | 8.0926e-05 | 8.0927e-05 | 8.0928e-05
444 |  | 0 | 1 | 0 | 0 | 0 | 0 |  | 0 | 1 | 0 | 0 | 0 | 0 | 0.99941 | 0.97736 | 0.9994 | 0.98072 | 0.99973 | 0.99979 | 0.99982 | 0.99984 | 0.99986 | 0.99986 | 0.0001 | 0.96309 | 1.2492e-05 | 0.0001 | 0.0001 | 0.0001 | 0.99952 | 0.97348 | 0.8692 | 1 | 8.0949e-05 | 0.77966 | 1.0113e-05 | 8.0958e-05 | 8.0959e-05 | 8.096e-05
445 |  | 0 | 1 | 0 | 0 | 0 | 0 |  | 0 | 1 | 0 | 0 | 0 | 0 | 0.99941 | 0.97734 | 0.9994 | 0.98081 | 0.99973 | 0.99979 | 0.99982 | 0.99984 | 0.99986 | 0.99986 | 0.0001 | 0.96117 | 1.3305e-05 | 0.0001 | 0.0001 | 0.0001 | 0.99952 | 0.97328 | 0.86965 | 1 | 8.098e-05 | 0.7784 | 1.0776e-05 | 8.0989e-05 | 8.099e-05 | 8.099e-05
446 |  | 0 | 1 | 0 | 0 | 0 | 0 |  | 0 | 1 | 0 | 0 | 0 | 0 | 0.99941 | 0.97732 | 0.9994 | 0.9809 | 0.99973 | 0.99979 | 0.99982 | 0.99984 | 0.99986 | 0.99986 | 0.0001 | 0.95968 | 1.412e-05 | 0.0001 | 0.0001 | 0.0001 | 0.99952 | 0.97308 | 0.87009 | 1 | 8.101e-05 | 0.77748 | 1.1439e-05 | 8.1019e-05 | 8.102e-05 | 8.1021e-05
447 |  | 0 | 1 | 0 | 0 | 0 | 0 |  | 0 | 1 | 0 | 0 | 0 | 0 | 0.99941 | 0.97729 | 0.9994 | 0.98096 | 0.99973 | 0.99979 | 0.99982 | 0.99984 | 0.99986 | 0.99986 | 0.0001 | 0.95821 | 1.428e-05 | 0.0001 | 0.0001 | 0.0001 | 0.99952 | 0.9729 | 0.87054 | 1 | 8.1039e-05 | 0.77657 | 1.1574e-05 | 8.1048e-05 | 8.1049e-05 | 8.105e-05
448 |  | 0 | 1 | 0 | 0 | 0 | 0 |  | 0 | 1 | 0 | 0 | 0 | 0 | 0.99941 | 0.97726 | 0.9994 | 0.98102 | 0.99973 | 0.99979 | 0.99982 | 0.99984 | 0.99986 | 0.99986 | 0.0001 | 0.95905 | 1.4445e-05 | 0.0001 | 0.0001 | 0.0001 | 0.99952 | 0.97272 | 0.87099 | 1 | 8.1069e-05 | 0.77752 | 1.1711e-05 | 8.1077e-05 | 8.1078e-05 | 8.1079e-05
449 |  | 0 | 1 | 0 | 0 | 0 | 0 |  | 0 | 1 | 0 | 0 | 0 | 0 | 0.99941 | 0.97723 | 0.9994 | 0.98106 | 0.99973 | 0.99979 | 0.99982 | 0.99984 | 0.99986 | 0.99986 | 0.0001 | 0.96122 | 1.9119e-05 | 0.0001 | 0.0001 | 0.0001 | 0.99952 | 0.97255 | 0.87143 | 1 | 8.1096e-05 | 0.77955 | 1.5506e-05 | 8.1105e-05 | 8.1106e-05 | 8.1107e-05
450 |  | 0 | 1 | 0 | 0 | 0 | 0 |  | 0 | 1 | 0 | 0 | 0 | 0 | 0.99941 | 0.97719 | 0.9994 | 0.98109 | 0.99973 | 0.99979 | 0.99982 | 0.99984 | 0.99986 | 0.99986 | 0.0001 | 0.96331 | 2.3789e-05 | 0.0001 | 0.0001 | 0.0001 | 0.99952 | 0.97239 | 0.87188 | 1 | 8.1124e-05 | 0.78152 | 1.93e-05 | 8.1133e-05 | 8.1134e-05 | 8.1135e-05
451 |  | 0 | 1 | 0 | 0 | 0 | 0 |  | 0 | 1 | 0 | 0 | 0 | 0 | 0.9993 | 0.97715 | 0.99928 | 0.9811 | 0.99968 | 0.99974 | 0.99979 | 0.99981 | 0.99983 | 0.99984 | 0.0001 | 0.96547 | 2.3173e-05 | 0.0001 | 0.0001 | 0.0001 | 0.99943 | 0.97225 | 0.8724 | 1 | 8.1128e-05 | 0.78332 | 1.8802e-05 | 8.1138e-05 | 8.114e-05 | 8.114e-05
452 |  | 0 | 1 | 0 | 0 | 0 | 0 |  | 0 | 1 | 0 | 0 | 0 | 0 | 0.99918 | 0.97711 | 0.99916 | 0.98111 | 0.99963 | 0.9997 | 0.99975 | 0.99978 | 0.9998 | 0.99981 | 0.0001 | 0.96739 | 2.2547e-05 | 0.0001 | 0.0001 | 0.0001 | 0.99933 | 0.97212 | 0.87293 | 1 | 8.1132e-05 | 0.78492 | 1.8295e-05 | 8.1144e-05 | 8.1145e-05 | 8.1146e-05
453 |  | 0 | 1 | 0 | 0 | 0 | 0 |  | 0 | 1 | 0 | 0 | 0 | 0 | 0.99906 | 0.97707 | 0.99904 | 0.9811 | 0.99957 | 0.99966 | 0.99971 | 0.99975 | 0.99977 | 0.99978 | 0.0001 | 0.9684 | 1.9221e-05 | 0.0001 | 0.0001 | 0.0001 | 0.99924 | 0.97201 | 0.87345 | 1 | 8.1135e-05 | 0.78577 | 1.5597e-05 | 8.1149e-05 | 8.1151e-05 | 8.1152e-05
454 |  | 0 | 1 | 0 | 0 | 0 | 0 |  | 0 | 1 | 0 | 0 | 0 | 0 | 0.99895 | 0.97702 | 0.99892 | 0.98108 | 0.99952 | 0.99961 | 0.99968 | 0.99972 | 0.99974 | 0.99976 | 0.0001 | 0.96925 | 1.5896e-05 | 0.0001 | 0.0001 | 0.0001 | 0.99914 | 0.9719 | 0.87398 | 1 | 8.1138e-05 | 0.7865 | 1.2899e-05 | 8.1154e-05 | 8.1156e-05 | 8.1157e-05
455 |  | 0 | 1 | 0 | 0 | 0 | 0 |  | 0 | 1 | 0 | 0 | 0 | 0 | 0.99883 | 0.97697 | 0.9988 | 0.98104 | 0.99947 | 0.99957 | 0.99964 | 0.99969 | 0.99971 | 0.99973 | 0.0001 | 0.97163 | 1.3521e-05 | 0.0001 | 0.0001 | 0.0001 | 0.99905 | 0.97181 | 0.8745 | 1 | 8.1141e-05 | 0.78847 | 1.0973e-05 | 8.1158e-05 | 8.1161e-05 | 8.1162e-05
456 |  | 0 | 1 | 0 | 0 | 0 | 0 |  | 0 | 1 | 0 | 0 | 0 | 0 | 0.99883 | 0.97692 | 0.9988 | 0.981 | 0.99947 | 0.99957 | 0.99964 | 0.99969 | 0.99971 | 0.99973 | 0.0001 | 0.97248 | 1.1147e-05 | 0.0001 | 0.0001 | 0.0001 | 0.99905 | 0.97172 | 0.87503 | 1 | 8.1175e-05 | 0.78949 | 9.0504e-06 | 8.1192e-05 | 8.1194e-05 | 8.1196e-05
457 |  | 0 | 1 | 0 | 0 | 0 | 0 |  | 0 | 1 | 0 | 0 | 0 | 0 | 0.99883 | 0.97687 | 0.9988 | 0.98094 | 0.99947 | 0.99957 | 0.99964 | 0.99969 | 0.99971 | 0.99973 | 0.0001 | 0.97401 | 1.0377e-05 | 0.0001 | 0.0001 | 0.0001 | 0.99905 | 0.97165 | 0.87555 | 1 | 8.1208e-05 | 0.79106 | 8.4283e-06 | 8.1226e-05 | 8.1228e-05 | 8.1229e-05
458 |  | 0 | 1 | 0 | 0 | 0 | 0 |  | 0 | 1 | 0 | 0 | 0 | 0 | 0.99883 | 0.97682 | 0.9988 | 0.98088 | 0.99947 | 0.99957 | 0.99964 | 0.99969 | 0.99971 | 0.99973 | 0.0001 | 0.97386 | 9.6026e-06 | 0.0001 | 0.0001 | 0.0001 | 0.99905 | 0.97159 | 0.87608 | 1 | 8.1242e-05 | 0.79126 | 7.8027e-06 | 8.126e-05 | 8.1262e-05 | 8.1263e-05
459 |  | 0 | 1 | 0 | 0 | 0 | 0 |  | 0 | 1 | 0 | 0 | 0 | 0 | 0.99883 | 0.97676 | 0.9988 | 0.9808 | 0.99947 | 0.99957 | 0.99964 | 0.99969 | 0.99971 | 0.99973 | 0.0001 | 0.9739 | 1.0067e-05 | 0.0001 | 0.0001 | 0.0001 | 0.99905 | 0.97154 | 0.8766 | 1 | 8.1275e-05 | 0.79162 | 8.1833e-06 | 8.1293e-05 | 8.1295e-05 | 8.1296e-05
460 |  | 0 | 1 | 0 | 0 | 0 | 0 |  | 0 | 1 | 0 | 0 | 0 | 0 | 0.99883 | 0.9767 | 0.9988 | 0.98071 | 0.99947 | 0.99957 | 0.99964 | 0.99969 | 0.99971 | 0.99973 | 0.0001 | 0.97378 | 1.0529e-05 | 0.0001 | 0.0001 | 0.0001 | 0.99905 | 0.9715 | 0.87713 | 1 | 8.1308e-05 | 0.79185 | 8.5625e-06 | 8.1326e-05 | 8.1328e-05 | 8.1329e-05
461 |  | 0 | 1 | 0 | 0 | 0 | 0 |  | 0 | 1 | 0 | 0 | 0 | 0 | 0.99871 | 0.97664 | 0.99868 | 0.98061 | 0.99941 | 0.99953 | 0.99961 | 0.99965 | 0.99968 | 0.9997 | 0.0001 | 0.97521 | 1.3636e-05 | 0.0001 | 0.0001 | 0.0001 | 0.99895 | 0.97147 | 0.87765 | 1 | 8.131e-05 | 0.79303 | 1.109e-05 | 8.1329e-05 | 8.1332e-05 | 8.1333e-05
462 |  | 0 | 1 | 0 | 0 | 0 | 0 |  | 0 | 1 | 0 | 0 | 0 | 0 | 0.9986 | 0.97659 | 0.99856 | 0.98051 | 0.99936 | 0.99948 | 0.99957 | 0.99962 | 0.99965 | 0.99967 | 0.0001 | 0.97399 | 1.6731e-05 | 0.0001 | 0.0001 | 0.0001 | 0.99886 | 0.97144 | 0.87817 | 1 | 8.1312e-05 | 0.79207 | 1.3607e-05 | 8.1333e-05 | 8.1335e-05 | 8.1337e-05
463 |  | 0 | 1 | 0 | 0 | 0 | 0 |  | 0 | 1 | 0 | 0 | 0 | 0 | 0.99848 | 0.97653 | 0.99844 | 0.98038 | 0.99931 | 0.99944 | 0.99953 | 0.99959 | 0.99963 | 0.99965 | 0.0001 | 0.97378 | 2.5255e-05 | 0.0001 | 0.0001 | 0.0001 | 0.99876 | 0.97144 | 0.8787 | 1 | 8.1313e-05 | 0.79191 | 2.054e-05 | 8.1336e-05 | 8.1339e-05 | 8.1341e-05
464 |  | 0 | 1 | 0 | 0 | 0 | 0 |  | 0 | 1 | 0 | 0 | 0 | 0 | 0.99836 | 0.97646 | 0.99832 | 0.98026 | 0.99926 | 0.9994 | 0.9995 | 0.99956 | 0.9996 | 0.99962 | 0.0001 | 0.97485 | 3.3779e-05 | 0.0001 | 0.0001 | 0.0001 | 0.99867 | 0.97143 | 0.87922 | 1 | 8.1314e-05 | 0.79281 | 2.7474e-05 | 8.1339e-05 | 8.1342e-05 | 8.1344e-05
465 |  | 0 | 1 | 0 | 0 | 0 | 0 |  | 0 | 1 | 0 | 0 | 0 | 0 | 0.99824 | 0.9764 | 0.9982 | 0.98012 | 0.9992 | 0.99936 | 0.99946 | 0.99953 | 0.99957 | 0.99959 | 0.0001 | 0.9738 | 4.8564e-05 | 0.0001 | 0.0001 | 0.0001 | 0.99857 | 0.97144 | 0.87975 | 1 | 8.1316e-05 | 0.79197 | 3.95e-05 | 8.1342e-05 | 8.1345e-05 | 8.1347e-05
466 |  | 0 | 1 | 0 | 0 | 0 | 0 |  | 0 | 1 | 0 | 0 | 0 | 0 | 0.99824 | 0.97634 | 0.9982 | 0.97998 | 0.9992 | 0.99936 | 0.99946 | 0.99953 | 0.99957 | 0.99959 | 0.0001 | 0.97397 | 6.3347e-05 | 0.0001 | 0.0001 | 0.0001 | 0.99857 | 0.97145 | 0.88027 | 1 | 8.1348e-05 | 0.79243 | 5.1545e-05 | 8.1375e-05 | 8.1378e-05 | 8.138e-05
467 |  | 0 | 1 | 0 | 0 | 0 | 0 |  | 0 | 1 | 0 | 0 | 0 | 0 | 0.99824 | 0.97627 | 0.9982 | 0.97982 | 0.9992 | 0.99936 | 0.99946 | 0.99953 | 0.99957 | 0.99959 | 0.0001 | 0.97371 | 7.0192e-05 | 0.0001 | 0.0001 | 0.0001 | 0.99857 | 0.97148 | 0.8808 | 1 | 8.138e-05 | 0.79253 | 5.7137e-05 | 8.1407e-05 | 8.141e-05 | 8.1412e-05
468 |  | 0 | 1 | 0 | 0 | 0 | 0 |  | 0 | 1 | 0 | 0 | 0 | 0 | 0.99824 | 0.97621 | 0.9982 | 0.97966 | 0.9992 | 0.99936 | 0.99946 | 0.99953 | 0.99957 | 0.99959 | 0.0001 | 0.97363 | 7.7049e-05 | 0.0001 | 0.0001 | 0.0001 | 0.99857 | 0.97151 | 0.88132 | 1 | 8.1413e-05 | 0.79278 | 6.2744e-05 | 8.1439e-05 | 8.1442e-05 | 8.1444e-05
469 |  | 0 | 1 | 0 | 0 | 0 | 0 |  | 0 | 1 | 0 | 0 | 0 | 0 | 0.99824 | 0.97614 | 0.9982 | 0.97949 | 0.9992 | 0.99936 | 0.99946 | 0.99953 | 0.99957 | 0.99959 | 0.0001 | 0.97332 | 6.6257e-05 | 0.0001 | 0.0001 | 0.0001 | 0.99857 | 0.97155 | 0.88185 | 1 | 8.1445e-05 | 0.79284 | 5.3977e-05 | 8.1471e-05 | 8.1474e-05 | 8.1476e-05
470 |  | 0 | 1 | 0 | 0 | 0 | 0 |  | 0 | 1 | 0 | 0 | 0 | 0 | 0.99824 | 0.97608 | 0.9982 | 0.97932 | 0.9992 | 0.99936 | 0.99946 | 0.99953 | 0.99957 | 0.99959 | 0.0001 | 0.9719 | 5.5464e-05 | 0.0001 | 0.0001 | 0.0001 | 0.99857 | 0.97159 | 0.88237 | 0.99995 | 8.1473e-05 | 0.79196 | 4.52e-05 | 8.15e-05 | 8.1503e-05 | 8.1505e-05
471 |  | 0 | 1 | 0 | 0 | 0 | 0 |  | 0 | 1 | 0 | 0 | 0 | 0 | 0.99824 | 0.97601 | 0.9982 | 0.97913 | 0.9992 | 0.99936 | 0.99946 | 0.99953 | 0.99957 | 0.99959 | 0.0001 | 0.97119 | 4.1753e-05 | 0.0001 | 0.0001 | 0.0001 | 0.99857 | 0.97165 | 0.8829 | 0.99986 | 8.1498e-05 | 0.79163 | 3.4037e-05 | 8.1525e-05 | 8.1528e-05 | 8.153e-05
472 |  | 0 | 1 | 0 | 0 | 0 | 0 |  | 0 | 1 | 0 | 0 | 0 | 0 | 0.99824 | 0.97594 | 0.9982 | 0.97895 | 0.9992 | 0.99936 | 0.99946 | 0.99953 | 0.99957 | 0.99959 | 0.0001 | 0.9721 | 2.8045e-05 | 0.0001 | 0.0001 | 0.0001 | 0.99857 | 0.97171 | 0.88342 | 0.99977 | 8.1523e-05 | 0.7926 | 2.2869e-05 | 8.155e-05 | 8.1553e-05 | 8.1555e-05
473 |  | 0 | 1 | 0 | 0 | 0 | 0 |  | 0 | 1 | 0 | 0 | 0 | 0 | 0.99824 | 0.97587 | 0.9982 | 0.97876 | 0.9992 | 0.99936 | 0.99946 | 0.99953 | 0.99957 | 0.99959 | 0.0001 | 0.97147 | 2.05e-05 | 0.0001 | 0.0001 | 0.0001 | 0.99857 | 0.97177 | 0.88395 | 0.99969 | 8.1548e-05 | 0.79234 | 1.6722e-05 | 8.1575e-05 | 8.1578e-05 | 8.158e-05
474 |  | 0 | 1 | 0 | 0 | 0 | 0 |  | 0 | 1 | 0 | 0 | 0 | 0 | 0.99824 | 0.9758 | 0.9982 | 0.97856 | 0.9992 | 0.99936 | 0.99946 | 0.99953 | 0.99957 | 0.99959 | 0.0001 | 0.97045 | 1.2949e-05 | 0.0001 | 0.0001 | 0.0001 | 0.99857 | 0.97184 | 0.88447 | 0.9996 | 8.1573e-05 | 0.79175 | 1.0565e-05 | 8.16e-05 | 8.1603e-05 | 8.1605e-05
475 |  | 0 | 1 | 0 | 0 | 0 | 0 |  | 0 | 1 | 0 | 0 | 0 | 0 | 0.99824 | 0.97573 | 0.9982 | 0.97836 | 0.9992 | 0.99936 | 0.99946 | 0.99953 | 0.99957 | 0.99959 | 0.0001 | 0.97186 | 1.0904e-05 | 0.0001 | 0.0001 | 0.0001 | 0.99857 | 0.97192 | 0.885 | 0.99951 | 8.1598e-05 | 0.79314 | 8.9002e-06 | 8.1625e-05 | 8.1628e-05 | 8.163e-05
476 |  | 0 | 1 | 0 | 0 | 0 | 0 |  | 0 | 1 | 0 | 0 | 0 | 0 | 0.99824 | 0.97566 | 0.9982 | 0.97815 | 0.9992 | 0.99936 | 0.99946 | 0.99953 | 0.99957 | 0.99959 | 0.0001 | 0.97133 | 8.8599e-06 | 0.0001 | 0.0001 | 0.0001 | 0.99857 | 0.972 | 0.88546 | 0.99942 | 8.1617e-05 | 0.79289 | 7.2331e-06 | 8.1644e-05 | 8.1647e-05 | 8.1649e-05
477 |  | 0 | 1 | 0 | 0 | 0 | 0 |  | 0 | 1 | 0 | 0 | 0 | 0 | 0.99824 | 0.97559 | 0.9982 | 0.97794 | 0.9992 | 0.99936 | 0.99946 | 0.99953 | 0.99957 | 0.99959 | 0.0001 | 0.97217 | 8.4109e-06 | 0.0001 | 0.0001 | 0.0001 | 0.99857 | 0.97209 | 0.88592 | 0.99934 | 8.1636e-05 | 0.79377 | 6.8682e-06 | 8.1663e-05 | 8.1666e-05 | 8.1668e-05
478 |  | 0 | 1 | 0 | 0 | 0 | 0 |  | 0 | 1 | 0 | 0 | 0 | 0 | 0.99824 | 0.97552 | 0.9982 | 0.97773 | 0.9992 | 0.99936 | 0.99946 | 0.99953 | 0.99957 | 0.99959 | 0.0001 | 0.97277 | 7.9584e-06 | 0.0001 | 0.0001 | 0.0001 | 0.99857 | 0.97218 | 0.88637 | 0.99925 | 8.1655e-05 | 0.79444 | 6.5001e-06 | 8.1682e-05 | 8.1685e-05 | 8.1687e-05
479 |  | 0 | 1 | 0 | 0 | 0 | 0 |  | 0 | 1 | 0 | 0 | 0 | 0 | 0.99824 | 0.97545 | 0.9982 | 0.97751 | 0.9992 | 0.99936 | 0.99946 | 0.99953 | 0.99957 | 0.99959 | 0.0001 | 0.97254 | 7.8732e-06 | 0.0001 | 0.0001 | 0.0001 | 0.99857 | 0.97227 | 0.88683 | 0.99916 | 8.1674e-05 | 0.79443 | 6.432e-06 | 8.1701e-05 | 8.1704e-05 | 8.1706e-05
480 |  | 0 | 1 | 0 | 0 | 0 | 0 |  | 0 | 1 | 0 | 0 | 0 | 0 | 0.99824 | 0.97538 | 0.9982 | 0.97728 | 0.9992 | 0.99936 | 0.99946 | 0.99953 | 0.99957 | 0.99959 | 0.0001 | 0.97426 | 7.7942e-06 | 0.0001 | 0.0001 | 0.0001 | 0.99857 | 0.97237 | 0.88729 | 0.99908 | 8.1693e-05 | 0.79602 | 6.369e-06 | 8.172e-05 | 8.1723e-05 | 8.1725e-05
481 |  | 0 | 1 | 0 | 0 | 0 | 0 |  | 0 | 1 | 0 | 0 | 0 | 0 | 0.99824 | 0.97532 | 0.9982 | 0.97706 | 0.9992 | 0.99936 | 0.99946 | 0.99953 | 0.99957 | 0.99959 | 0.0001 | 0.97474 | 7.3795e-06 | 0.0001 | 0.0001 | 0.0001 | 0.99857 | 0.97247 | 0.88775 | 0.999 | 8.1713e-05 | 0.79661 | 6.0316e-06 | 8.174e-05 | 8.1743e-05 | 8.1745e-05
482 |  | 0 | 1 | 0 | 0 | 0 | 0 |  | 0 | 1 | 0 | 0 | 0 | 0 | 0.99824 | 0.97525 | 0.9982 | 0.97683 | 0.9992 | 0.99936 | 0.99946 | 0.99953 | 0.99957 | 0.99959 | 0.0001 | 0.97667 | 6.9626e-06 | 0.0001 | 0.0001 | 0.0001 | 0.99857 | 0.97258 | 0.88821 | 0.99891 | 8.1732e-05 | 0.79838 | 5.6922e-06 | 8.1759e-05 | 8.1762e-05 | 8.1764e-05
483 |  | 0 | 1 | 0 | 0 | 0 | 0 |  | 0 | 1 | 0 | 0 | 0 | 0 | 0.99824 | 0.97519 | 0.9982 | 0.9766 | 0.9992 | 0.99936 | 0.99946 | 0.99953 | 0.99957 | 0.99959 | 0.0001 | 0.97603 | 6.8112e-06 | 0.0001 | 0.0001 | 0.0001 | 0.99857 | 0.97269 | 0.88867 | 0.99883 | 8.1752e-05 | 0.79805 | 5.5698e-06 | 8.1779e-05 | 8.1782e-05 | 8.1784e-05
484 |  | 0 | 1 | 0 | 0 | 0 | 0 |  | 0 | 1 | 0 | 0 | 0 | 0 | 0.99824 | 0.97512 | 0.9982 | 0.97636 | 0.9992 | 0.99936 | 0.99946 | 0.99953 | 0.99957 | 0.99959 | 0.0001 | 0.9772 | 6.658e-06 | 0.0001 | 0.0001 | 0.0001 | 0.99857 | 0.97279 | 0.88913 | 0.99875 | 8.1772e-05 | 0.7992 | 5.4458e-06 | 8.1799e-05 | 8.1802e-05 | 8.1804e-05
485 |  | 0 | 1 | 0 | 0 | 0 | 0 |  | 0 | 1 | 0 | 0 | 0 | 0 | 0.99824 | 0.97506 | 0.9982 | 0.97613 | 0.9992 | 0.99936 | 0.99946 | 0.99953 | 0.99957 | 0.99959 | 0.0001 | 0.97775 | 6.9419e-06 | 0.0001 | 0.0001 | 0.0001 | 0.99857 | 0.9729 | 0.88959 | 0.99867 | 8.1792e-05 | 0.79984 | 5.6793e-06 | 8.1819e-05 | 8.1822e-05 | 8.1824e-05
486 |  | 0 | 1 | 0 | 0 | 0 | 0 |  | 0 | 1 | 0 | 0 | 0 | 0 | 0.99813 | 0.975 | 0.99808 | 0.97589 | 0.99915 | 0.99931 | 0.99943 | 0.9995 | 0.99954 | 0.99956 | 0.0001 | 0.97783 | 7.2279e-06 | 0.0001 | 0.0001 | 0.0001 | 0.99848 | 0.97302 | 0.89005 | 0.99859 | 8.178e-05 | 0.7998 | 5.9127e-06 | 8.1809e-05 | 8.1812e-05 | 8.1814e-05
487 |  | 0 | 1 | 0 | 0 | 0 | 0 |  | 0 | 1 | 0 | 0 | 0 | 0 | 0.99801 | 0.97494 | 0.99797 | 0.97565 | 0.9991 | 0.99927 | 0.99939 | 0.99947 | 0.99951 | 0.99954 | 0.0001 | 0.97826 | 7.544e-06 | 0.0001 | 0.0001 | 0.0001 | 0.99839 | 0.97313 | 0.89051 | 0.99851 | 8.1769e-05 | 0.80005 | 6.1705e-06 | 8.1799e-05 | 8.1803e-05 | 8.1805e-05
488 |  | 0 | 1 | 0 | 0 | 0 | 0 |  | 0 | 1 | 0 | 0 | 0 | 0 | 0.99789 | 0.97487 | 0.99785 | 0.97541 | 0.99904 | 0.99923 | 0.99936 | 0.99943 | 0.99948 | 0.99951 | 0.0001 | 0.97812 | 7.8689e-06 | 0.0001 | 0.0001 | 0.0001 | 0.99829 | 0.97325 | 0.89097 | 0.99843 | 8.1757e-05 | 0.79983 | 6.4354e-06 | 8.1789e-05 | 8.1793e-05 | 8.1796e-05
489 |  | 0 | 1 | 0 | 0 | 0 | 0 |  | 0 | 1 | 0 | 0 | 0 | 0 | 0.99778 | 0.97481 | 0.99773 | 0.97517 | 0.99899 | 0.99918 | 0.99932 | 0.9994 | 0.99945 | 0.99948 | 0.0001 | 0.97945 | 8.03e-06 | 0.0001 | 0.0001 | 0.0001 | 0.9982 | 0.97336 | 0.89143 | 0.99835 | 8.1746e-05 | 0.80081 | 6.5664e-06 | 8.178e-05 | 8.1784e-05 | 8.1786e-05
490 |  | 0 | 1 | 0 | 0 | 0 | 0 |  | 0 | 1 | 0 | 0 | 0 | 0 | 0.99766 | 0.97475 | 0.99761 | 0.97493 | 0.99894 | 0.99914 | 0.99928 | 0.99937 | 0.99942 | 0.99946 | 0.0001 | 0.97916 | 8.1951e-06 | 0.0001 | 0.0001 | 0.0001 | 0.9981 | 0.97348 | 0.89189 | 0.99827 | 8.1735e-05 | 0.80048 | 6.7006e-06 | 8.177e-05 | 8.1775e-05 | 8.1777e-05
491 |  | 0 | 1 | 0 | 0 | 0 | 0 |  | 0 | 1 | 0 | 0 | 0 | 0 | 0.99766 | 0.97469 | 0.99761 | 0.97469 | 0.99894 | 0.99914 | 0.99928 | 0.99937 | 0.99942 | 0.99946 | 0.0001 | 0.97905 | 8.6377e-06 | 0.0001 | 0.0001 | 0.0001 | 0.9981 | 0.97359 | 0.89235 | 0.9982 | 8.1755e-05 | 0.80059 | 7.0642e-06 | 8.1791e-05 | 8.1795e-05 | 8.1798e-05
492 |  | 0 | 1 | 0 | 0 | 0 | 0 |  | 0 | 1 | 0 | 0 | 0 | 0 | 0.99766 | 0.97463 | 0.99761 | 0.97445 | 0.99894 | 0.99914 | 0.99928 | 0.99937 | 0.99942 | 0.99946 | 0.0001 | 0.97856 | 9.0826e-06 | 0.0001 | 0.0001 | 0.0001 | 0.9981 | 0.97371 | 0.89281 | 0.99812 | 8.1775e-05 | 0.80039 | 7.4299e-06 | 8.1811e-05 | 8.1815e-05 | 8.1818e-05
493 |  | 0 | 1 | 0 | 0 | 0 | 0 |  | 0 | 1 | 0 | 0 | 0 | 0 | 0.99766 | 0.97458 | 0.99761 | 0.97421 | 0.99894 | 0.99914 | 0.99928 | 0.99937 | 0.99942 | 0.99946 | 0.0001 | 0.97851 | 9.3003e-06 | 0.0001 | 0.0001 | 0.0001 | 0.9981 | 0.97382 | 0.89327 | 0.99805 | 8.1796e-05 | 0.80054 | 7.6099e-06 | 8.1832e-05 | 8.1836e-05 | 8.1839e-05
494 |  | 0 | 1 | 0 | 0 | 0 | 0 |  | 0 | 1 | 0 | 0 | 0 | 0 | 0.99766 | 0.97452 | 0.99761 | 0.97397 | 0.99894 | 0.99914 | 0.99928 | 0.99937 | 0.99942 | 0.99946 | 0.0001 | 0.97847 | 9.5267e-06 | 0.0001 | 0.0001 | 0.0001 | 0.9981 | 0.97394 | 0.89372 | 0.99797 | 8.1817e-05 | 0.80072 | 7.7971e-06 | 8.1852e-05 | 8.1857e-05 | 8.1859e-05
495 |  | 0 | 1 | 0 | 0 | 0 | 0 |  | 0 | 1 | 0 | 0 | 0 | 0 | 0.99766 | 0.97446 | 0.99761 | 0.97373 | 0.99894 | 0.99914 | 0.99928 | 0.99937 | 0.99942 | 0.99946 | 0.0001 | 0.97897 | 9.8959e-06 | 0.0001 | 0.0001 | 0.0001 | 0.9981 | 0.97405 | 0.89418 | 0.9979 | 8.1838e-05 | 0.80133 | 8.1014e-06 | 8.1873e-05 | 8.1878e-05 | 8.188e-05
496 |  | 0 | 1 | 0 | 0 | 0 | 0 |  | 0 | 1 | 0 | 0 | 0 | 0 | 0.99766 | 0.97441 | 0.99761 | 0.97349 | 0.99894 | 0.99914 | 0.99928 | 0.99937 | 0.99942 | 0.99946 | 0.0001 | 0.97731 | 1.0266e-05 | 0.0001 | 0.0001 | 0.0001 | 0.9981 | 0.97417 | 0.89464 | 0.99783 | 8.1858e-05 | 0.80018 | 8.4064e-06 | 8.1894e-05 | 8.1898e-05 | 8.1901e-05
497 |  | 0 | 1 | 0 | 0 | 0 | 0 |  | 0 | 1 | 0 | 0 | 0 | 0 | 0.99766 | 0.97436 | 0.99761 | 0.97325 | 0.99894 | 0.99914 | 0.99928 | 0.99937 | 0.99942 | 0.99946 | 0.0001 | 0.9765 | 1.0689e-05 | 0.0001 | 0.0001 | 0.0001 | 0.9981 | 0.97428 | 0.8951 | 0.99775 | 8.188e-05 | 0.79972 | 8.7552e-06 | 8.1915e-05 | 8.192e-05 | 8.1922e-05
498 |  | 0 | 1 | 0 | 0 | 0 | 0 |  | 0 | 1 | 0 | 0 | 0 | 0 | 0.99766 | 0.9743 | 0.99761 | 0.97302 | 0.99894 | 0.99914 | 0.99928 | 0.99937 | 0.99942 | 0.99946 | 0.0001 | 0.9747 | 1.1105e-05 | 0.0001 | 0.0001 | 0.0001 | 0.9981 | 0.97439 | 0.89556 | 0.99768 | 8.1901e-05 | 0.79845 | 9.0986e-06 | 8.1936e-05 | 8.1941e-05 | 8.1943e-05
499 |  | 0 | 1 | 0 | 0 | 0 | 0 |  | 0 | 1 | 0 | 0 | 0 | 0 | 0.99766 | 0.97425 | 0.99761 | 0.97278 | 0.99894 | 0.99914 | 0.99928 | 0.99937 | 0.99942 | 0.99946 | 0.0001 | 0.97525 | 1.1578e-05 | 0.0001 | 0.0001 | 0.0001 | 0.9981 | 0.97449 | 0.89602 | 0.99761 | 8.1922e-05 | 0.79911 | 9.488e-06 | 8.1958e-05 | 8.1962e-05 | 8.1965e-05
500 |  | 0 | 1 | 0 | 0 | 0 | 0 |  | 0 | 1 | 0 | 0 | 0 | 0 | 0.99766 | 0.9742 | 0.99761 | 0.97255 | 0.99894 | 0.99914 | 0.99928 | 0.99937 | 0.99942 | 0.99946 | 0.0001 | 0.97496 | 1.2053e-05 | 0.0001 | 0.0001 | 0.0001 | 0.9981 | 0.9746 | 0.89648 | 0.99754 | 8.1944e-05 | 0.79908 | 9.8803e-06 | 8.1979e-05 | 8.1984e-05 | 8.1986e-05
501 |  | 0 | 1 | 0 | 0 | 0 | 0 |  | 0 | 1 | 0 | 0 | 0 | 0 | 0.99766 | 0.97416 | 0.99761 | 0.97232 | 0.99894 | 0.99914 | 0.99928 | 0.99937 | 0.99942 | 0.99946 | 0.0001 | 0.97423 | 1.3489e-05 | 0.0001 | 0.0001 | 0.0001 | 0.9981 | 0.97471 | 0.89702 | 0.99748 | 8.1973e-05 | 0.79877 | 1.1061e-05 | 8.2009e-05 | 8.2013e-05 | 8.2015e-05
502 |  | 0 | 1 | 0 | 0 | 0 | 0 |  | 0 | 1 | 0 | 0 | 0 | 0 | 0.99766 | 0.97411 | 0.99761 | 0.97209 | 0.99894 | 0.99914 | 0.99928 | 0.99937 | 0.99942 | 0.99946 | 0.0001 | 0.97369 | 1.493e-05 | 0.0001 | 0.0001 | 0.0001 | 0.9981 | 0.97481 | 0.89756 | 0.99741 | 8.2002e-05 | 0.79861 | 1.2247e-05 | 8.2038e-05 | 8.2042e-05 | 8.2045e-05
503 |  | 0 | 1 | 0 | 0 | 0 | 0 |  | 0 | 1 | 0 | 0 | 0 | 0 | 0.99766 | 0.97407 | 0.99761 | 0.97187 | 0.99894 | 0.99914 | 0.99928 | 0.99937 | 0.99942 | 0.99946 | 0.0001 | 0.97442 | 1.8273e-05 | 0.0001 | 0.0001 | 0.0001 | 0.9981 | 0.97491 | 0.8981 | 0.99734 | 8.2032e-05 | 0.7995 | 1.4995e-05 | 8.2068e-05 | 8.2072e-05 | 8.2075e-05
504 |  | 0 | 1 | 0 | 0 | 0 | 0 |  | 0 | 1 | 0 | 0 | 0 | 0 | 0.99766 | 0.97402 | 0.99761 | 0.97165 | 0.99894 | 0.99914 | 0.99928 | 0.99937 | 0.99942 | 0.99946 | 0.0001 | 0.97313 | 2.1613e-05 | 0.0001 | 0.0001 | 0.0001 | 0.9981 | 0.975 | 0.89864 | 0.99728 | 8.2062e-05 | 0.79873 | 1.7742e-05 | 8.2097e-05 | 8.2102e-05 | 8.2104e-05
505 |  | 0 | 1 | 0 | 0 | 0 | 0 |  | 0 | 1 | 0 | 0 | 0 | 0 | 0.99766 | 0.97398 | 0.99761 | 0.97143 | 0.99894 | 0.99914 | 0.99928 | 0.99937 | 0.99942 | 0.99946 | 0.0001 | 0.97332 | 2.7835e-05 | 0.0001 | 0.0001 | 0.0001 | 0.9981 | 0.9751 | 0.89918 | 0.99721 | 8.2092e-05 | 0.79918 | 2.2858e-05 | 8.2128e-05 | 8.2132e-05 | 8.2134e-05
506 |  | 0 | 1 | 0 | 0 | 0 | 0 |  | 0 | 1 | 0 | 0 | 0 | 0 | 0.99754 | 0.97394 | 0.99749 | 0.97121 | 0.99888 | 0.9991 | 0.99925 | 0.99934 | 0.9994 | 0.99943 | 0.0001 | 0.97341 | 3.4059e-05 | 0.0001 | 0.0001 | 0.0001 | 0.99801 | 0.97519 | 0.89972 | 0.99715 | 8.209e-05 | 0.79924 | 2.797e-05 | 8.2128e-05 | 8.2132e-05 | 8.2135e-05
507 |  | 0 | 1 | 0 | 0 | 0 | 0 |  | 0 | 1 | 0 | 0 | 0 | 0 | 0.99743 | 0.9739 | 0.99737 | 0.971 | 0.99883 | 0.99905 | 0.99921 | 0.99931 | 0.99937 | 0.9994 | 0.0001 | 0.97299 | 4.3396e-05 | 0.0001 | 0.0001 | 0.0001 | 0.99791 | 0.97528 | 0.90027 | 0.99708 | 8.2089e-05 | 0.79889 | 3.5637e-05 | 8.2128e-05 | 8.2133e-05 | 8.2136e-05
508 |  | 0 | 1 | 0 | 0 | 0 | 0 |  | 0 | 1 | 0 | 0 | 0 | 0 | 0.99731 | 0.97386 | 0.99725 | 0.97079 | 0.99878 | 0.99901 | 0.99918 | 0.99928 | 0.99934 | 0.99937 | 0.0001 | 0.97324 | 5.2732e-05 | 0.0001 | 0.0001 | 0.0001 | 0.99782 | 0.97536 | 0.90081 | 0.99702 | 8.2087e-05 | 0.7991 | 4.3304e-05 | 8.2129e-05 | 8.2134e-05 | 8.2137e-05
509 |  | 0 | 1 | 0 | 0 | 0 | 0 |  | 0 | 1 | 0 | 0 | 0 | 0 | 0.99719 | 0.97383 | 0.99713 | 0.97059 | 0.99872 | 0.99897 | 0.99914 | 0.99925 | 0.99931 | 0.99935 | 0.0001 | 0.97308 | 5.6784e-05 | 0.0001 | 0.0001 | 0.0001 | 0.99772 | 0.97544 | 0.90135 | 0.99696 | 8.2087e-05 | 0.79897 | 4.6631e-05 | 8.2129e-05 | 8.2135e-05 | 8.2138e-05
510 |  | 0 | 1 | 0 | 0 | 0 | 0 |  | 0 | 1 | 0 | 0 | 0 | 0 | 0.99708 | 0.97379 | 0.99701 | 0.97039 | 0.99867 | 0.99893 | 0.99911 | 0.99922 | 0.99928 | 0.99932 | 0.0001 | 0.97303 | 6.0846e-05 | 0.0001 | 0.0001 | 0.0001 | 0.99763 | 0.97552 | 0.90189 | 0.9969 | 8.2086e-05 | 0.79892 | 4.9968e-05 | 8.213e-05 | 8.2136e-05 | 8.2139e-05
511 |  | 0 | 1 | 0 | 0 | 0 | 0 |  | 0 | 1 | 0 | 0 | 0 | 0 | 0.99708 | 0.97376 | 0.99701 | 0.97019 | 0.99867 | 0.99893 | 0.99911 | 0.99922 | 0.99928 | 0.99932 | 0.0001 | 0.97267 | 5.4151e-05 | 0.0001 | 0.0001 | 0.0001 | 0.99763 | 0.97559 | 0.90243 | 0.99684 | 8.2117e-05 | 0.79893 | 4.4486e-05 | 8.2162e-05 | 8.2167e-05 | 8.217e-05
512 |  | 0 | 1 | 0 | 0 | 0 | 0 |  | 0 | 1 | 0 | 0 | 0 | 0 | 0.99708 | 0.97373 | 0.99701 | 0.97 | 0.99867 | 0.99893 | 0.99911 | 0.99922 | 0.99928 | 0.99932 | 0.0001 | 0.97228 | 4.7452e-05 | 0.0001 | 0.0001 | 0.0001 | 0.99763 | 0.97566 | 0.90297 | 0.99678 | 8.2148e-05 | 0.79891 | 3.8998e-05 | 8.2193e-05 | 8.2198e-05 | 8.2201e-05
513 |  | 0 | 1 | 0 | 0 | 0 | 0 |  | 0 | 1 | 0 | 0 | 0 | 0 | 0.99708 | 0.97369 | 0.99701 | 0.96981 | 0.99867 | 0.99893 | 0.99911 | 0.99922 | 0.99928 | 0.99932 | 0.0001 | 0.97307 | 3.9738e-05 | 0.0001 | 0.0001 | 0.0001 | 0.99763 | 0.97573 | 0.90351 | 0.99672 | 8.218e-05 | 0.79987 | 3.2671e-05 | 8.2224e-05 | 8.223e-05 | 8.2233e-05
514 |  | 0 | 1 | 0 | 0 | 0 | 0 |  | 0 | 1 | 0 | 0 | 0 | 0 | 0.99708 | 0.97367 | 0.99701 | 0.96963 | 0.99867 | 0.99893 | 0.99911 | 0.99922 | 0.99928 | 0.99932 | 0.0001 | 0.97274 | 3.2021e-05 | 0.0001 | 0.0001 | 0.0001 | 0.99763 | 0.9758 | 0.90405 | 0.99666 | 8.2211e-05 | 0.7999 | 2.6336e-05 | 8.2256e-05 | 8.2262e-05 | 8.2265e-05
515 |  | 0 | 1 | 0 | 0 | 0 | 0 |  | 0 | 1 | 0 | 0 | 0 | 0 | 0.99708 | 0.97364 | 0.99701 | 0.96945 | 0.99867 | 0.99893 | 0.99911 | 0.99922 | 0.99928 | 0.99932 | 0.0001 | 0.9731 | 2.9407e-05 | 0.0001 | 0.0001 | 0.0001 | 0.99763 | 0.97585 | 0.90459 | 0.99661 | 8.2243e-05 | 0.80052 | 2.4196e-05 | 8.2288e-05 | 8.2294e-05 | 8.2297e-05
516 |  | 0 | 1 | 0 | 0 | 0 | 0 |  | 0 | 1 | 0 | 0 | 0 | 0 | 0.99708 | 0.97361 | 0.99701 | 0.96927 | 0.99867 | 0.99893 | 0.99911 | 0.99922 | 0.99928 | 0.99932 | 0.0001 | 0.97391 | 2.6793e-05 | 0.0001 | 0.0001 | 0.0001 | 0.99763 | 0.97591 | 0.90513 | 0.99655 | 8.2276e-05 | 0.8015 | 2.2054e-05 | 8.232e-05 | 8.2326e-05 | 8.2329e-05
517 |  | 0 | 1 | 0 | 0 | 0 | 0 |  | 0 | 1 | 0 | 0 | 0 | 0 | 0.99708 | 0.97359 | 0.99701 | 0.96911 | 0.99867 | 0.99893 | 0.99911 | 0.99922 | 0.99928 | 0.99932 | 0.0001 | 0.97419 | 2.6869e-05 | 0.0001 | 0.0001 | 0.0001 | 0.99763 | 0.97596 | 0.90567 | 0.9965 | 8.2308e-05 | 0.80204 | 2.2125e-05 | 8.2353e-05 | 8.2359e-05 | 8.2362e-05
518 |  | 0 | 1 | 0 | 0 | 0 | 0 |  | 0 | 1 | 0 | 0 | 0 | 0 | 0.99708 | 0.97356 | 0.99701 | 0.96894 | 0.99867 | 0.99893 | 0.99911 | 0.99922 | 0.99928 | 0.99932 | 0.0001 | 0.97429 | 2.6945e-05 | 0.0001 | 0.0001 | 0.0001 | 0.99763 | 0.97601 | 0.90621 | 0.99644 | 8.2341e-05 | 0.80245 | 2.2196e-05 | 8.2386e-05 | 8.2391e-05 | 8.2395e-05
519 |  | 0 | 1 | 0 | 0 | 0 | 0 |  | 0 | 1 | 0 | 0 | 0 | 0 | 0.99708 | 0.97354 | 0.99701 | 0.96879 | 0.99867 | 0.99893 | 0.99911 | 0.99922 | 0.99928 | 0.99932 | 0.0001 | 0.97475 | 0.00038564 | 0.0001 | 0.0001 | 0.0001 | 0.99763 | 0.97606 | 0.90675 | 0.99639 | 8.2374e-05 | 0.80315 | 0.0003178 | 8.2419e-05 | 8.2425e-05 | 8.2428e-05
520 |  | 0 | 1 | 0 | 0 | 0 | 0 |  | 0 | 1 | 0 | 0 | 0 | 0 | 0.99708 | 0.97352 | 0.99701 | 0.96863 | 0.99867 | 0.99893 | 0.99911 | 0.99922 | 0.99928 | 0.99932 | 0.0001 | 0.97483 | 0.00074438 | 0.0001 | 0.0001 | 0.0001 | 0.99763 | 0.9761 | 0.9073 | 0.99634 | 8.2408e-05 | 0.80354 | 0.0006137 | 8.2453e-05 | 8.2458e-05 | 8.2461e-05
521 |  | 0 | 1 | 0 | 0 | 0 | 0 |  | 0 | 1 | 0 | 0 | 0 | 0 | 0.99708 | 0.9735 | 0.99701 | 0.96849 | 0.99867 | 0.99893 | 0.99911 | 0.99922 | 0.99928 | 0.99932 | 0.0001 | 0.97562 | 0.00082467 | 0.0001 | 0.0001 | 0.0001 | 0.99763 | 0.97613 | 0.90784 | 0.99628 | 8.2442e-05 | 0.80452 | 0.00068017 | 8.2487e-05 | 8.2492e-05 | 8.2495e-05
522 |  | 0 | 1 | 0 | 0 | 0 | 0 |  | 0 | 1 | 0 | 0 | 0 | 0 | 0.99708 | 0.97348 | 0.99701 | 0.96834 | 0.99867 | 0.99893 | 0.99911 | 0.99922 | 0.99928 | 0.99932 | 0.0001 | 0.97578 | 0.00088262 | 0.0001 | 0.0001 | 0.0001 | 0.99763 | 0.97617 | 0.90838 | 0.99623 | 8.2476e-05 | 0.80499 | 0.00072827 | 8.2521e-05 | 8.2526e-05 | 8.2529e-05
523 |  | 0 | 1 | 0 | 0 | 0 | 0 |  | 0 | 1 | 0 | 0 | 0 | 0 | 0.99708 | 0.97347 | 0.99701 | 0.9682 | 0.99867 | 0.99893 | 0.99911 | 0.99922 | 0.99928 | 0.99932 | 0.0001 | 0.9758 | 0.00090088 | 0.0001 | 0.0001 | 0.0001 | 0.99763 | 0.9762 | 0.90892 | 0.99618 | 8.251e-05 | 0.80534 | 0.00074364 | 8.2555e-05 | 8.2561e-05 | 8.2564e-05
524 |  | 0 | 1 | 0 | 0 | 0 | 0 |  | 0 | 1 | 0 | 0 | 0 | 0 | 0.99708 | 0.97345 | 0.99701 | 0.96807 | 0.99867 | 0.99893 | 0.99911 | 0.99922 | 0.99928 | 0.99932 | 0.0001 | 0.9757 | 0.00098357 | 0.0001 | 0.0001 | 0.0001 | 0.99763 | 0.97623 | 0.90946 | 0.99613 | 8.2545e-05 | 0.80559 | 0.00081224 | 8.259e-05 | 8.2595e-05 | 8.2599e-05
525 |  | 0 | 1 | 0 | 0 | 0 | 0 |  | 0 | 1 | 0 | 0 | 0 | 0 | 0.99708 | 0.97344 | 0.99701 | 0.96794 | 0.99867 | 0.99893 | 0.99911 | 0.99922 | 0.99928 | 0.99932 | 0.0001 | 0.97588 | 0.0010241 | 0.0001 | 0.0001 | 0.0001 | 0.99763 | 0.97625 | 0.91 | 0.99609 | 8.258e-05 | 0.80609 | 0.00084606 | 8.2625e-05 | 8.2631e-05 | 8.2634e-05
526 |  | 0 | 1 | 0 | 0 | 0 | 0 |  | 0 | 1 | 0 | 0 | 0 | 0 | 0.99708 | 0.97343 | 0.99701 | 0.96782 | 0.99867 | 0.99893 | 0.99911 | 0.99922 | 0.99928 | 0.99932 | 0.0001 | 0.97658 | 0.0010922 | 0.0001 | 0.0001 | 0.0001 | 0.99763 | 0.97627 | 0.91055 | 0.99604 | 8.2617e-05 | 0.80702 | 0.00090274 | 8.2662e-05 | 8.2667e-05 | 8.267e-05
527 |  | 0 | 1 | 0 | 0 | 0 | 0 |  | 0 | 1 | 0 | 0 | 0 | 0 | 0.99708 | 0.97342 | 0.99701 | 0.96771 | 0.99867 | 0.99893 | 0.99911 | 0.99922 | 0.99928 | 0.99932 | 0.0001 | 0.97636 | 0.0013048 | 0.0001 | 0.0001 | 0.0001 | 0.99763 | 0.97629 | 0.9111 | 0.99599 | 8.2654e-05 | 0.8072 | 0.001079 | 8.2699e-05 | 8.2704e-05 | 8.2708e-05
528 |  | 0 | 1 | 0 | 0 | 0 | 0 |  | 0 | 1 | 0 | 0 | 0 | 0 | 0.99708 | 0.97341 | 0.99701 | 0.96759 | 0.99867 | 0.99893 | 0.99911 | 0.99922 | 0.99928 | 0.99932 | 0.0001 | 0.97732 | 0.0015168 | 0.0001 | 0.0001 | 0.0001 | 0.99763 | 0.9763 | 0.91165 | 0.99595 | 8.2691e-05 | 0.80836 | 0.0012548 | 8.2736e-05 | 8.2741e-05 | 8.2745e-05
529 |  | 0 | 1 | 0 | 0 | 0 | 0 |  | 0 | 1 | 0 | 0 | 0 | 0 | 0.99708 | 0.97341 | 0.99701 | 0.96749 | 0.99867 | 0.99893 | 0.99911 | 0.99922 | 0.99928 | 0.99932 | 0.0001 | 0.97792 | 0.0017278 | 0.0001 | 0.0001 | 0.0001 | 0.99763 | 0.97631 | 0.9122 | 0.9959 | 8.2729e-05 | 0.80923 | 0.00143 | 8.2774e-05 | 8.2779e-05 | 8.2782e-05
530 |  | 0 | 1 | 0 | 0 | 0 | 0 |  | 0 | 1 | 0 | 0 | 0 | 0 | 0.99708 | 0.97341 | 0.99701 | 0.96739 | 0.99867 | 0.99893 | 0.99911 | 0.99922 | 0.99928 | 0.99932 | 0.0001 | 0.97752 | 0.002189 | 0.0001 | 0.0001 | 0.0001 | 0.99763 | 0.97632 | 0.91275 | 0.99586 | 8.2767e-05 | 0.80927 | 0.0018126 | 8.2812e-05 | 8.2817e-05 | 8.282e-05
531 |  | 0 | 1 | 0 | 0 | 0 | 0 |  | 0 | 1 | 0 | 0 | 0 | 0 | 0.99708 | 0.97341 | 0.99701 | 0.9673 | 0.99867 | 0.99893 | 0.99911 | 0.99922 | 0.99928 | 0.99932 | 0.0001 | 0.979 | 0.0026167 | 0.0001 | 0.0001 | 0.0001 | 0.99763 | 0.97632 | 0.9133 | 0.99581 | 8.2805e-05 | 0.81087 | 0.0021677 | 8.285e-05 | 8.2856e-05 | 8.2859e-05
532 |  | 0 | 1 | 0 | 0 | 0 | 0 |  | 0 | 1 | 0 | 0 | 0 | 0 | 0.99708 | 0.97341 | 0.99701 | 0.96721 | 0.99867 | 0.99893 | 0.99911 | 0.99922 | 0.99928 | 0.99932 | 0.0001 | 0.97794 | 0.00156 | 0.0001 | 0.0001 | 0.0001 | 0.99763 | 0.97632 | 0.91386 | 0.99577 | 8.2844e-05 | 0.81037 | 0.0012929 | 8.2889e-05 | 8.2895e-05 | 8.2898e-05
533 |  | 0 | 1 | 0 | 0 | 0 | 0 |  | 0 | 1 | 0 | 0 | 0 | 0 | 0.99708 | 0.97341 | 0.99701 | 0.96713 | 0.99867 | 0.99893 | 0.99911 | 0.99922 | 0.99928 | 0.99932 | 0.0001 | 0.97675 | 0.00164 | 0.0001 | 0.0001 | 0.0001 | 0.99763 | 0.97632 | 0.91441 | 0.99573 | 8.2884e-05 | 0.80978 | 0.0013599 | 8.2929e-05 | 8.2934e-05 | 8.2938e-05
534 |  | 0 | 1 | 0 | 0 | 0 | 0 |  | 0 | 1 | 0 | 0 | 0 | 0 | 0.99708 | 0.97341 | 0.99701 | 0.96705 | 0.99867 | 0.99893 | 0.99911 | 0.99922 | 0.99928 | 0.99932 | 0.0001 | 0.97518 | 0.00603 | 0.0001 | 0.0001 | 0.0001 | 0.99763 | 0.97631 | 0.91496 | 0.99569 | 8.2923e-05 | 0.80886 | 0.0050025 | 8.2969e-05 | 8.2974e-05 | 8.2977e-05
535 |  | 0 | 1 | 0 | 0 | 0 | 0 |  | 0 | 1 | 0 | 0 | 0 | 0 | 0.99708 | 0.97342 | 0.99701 | 0.96699 | 0.99867 | 0.99893 | 0.99911 | 0.99922 | 0.99928 | 0.99932 | 0.0001 | 0.97089 | 0.01053 | 0.0001 | 0.0001 | 0.0001 | 0.99763 | 0.9763 | 0.91551 | 0.99565 | 8.2964e-05 | 0.80569 | 0.0087399 | 8.3009e-05 | 8.3014e-05 | 8.3018e-05
536 |  | 0 | 1 | 0 | 0 | 0 | 0 |  | 0 | 1 | 0 | 0 | 0 | 0 | 0.99708 | 0.97342 | 0.99701 | 0.96692 | 0.99867 | 0.99893 | 0.99911 | 0.99922 | 0.99928 | 0.99932 | 0.0001 | 0.96367 | 0.01197 | 0.0001 | 0.0001 | 0.0001 | 0.99763 | 0.97629 | 0.91606 | 0.99561 | 8.3004e-05 | 0.80009 | 0.0099399 | 8.305e-05 | 8.3055e-05 | 8.3058e-05
537 |  | 0 | 1 | 1 | 0 | 0 | 0 |  | 0 | 1 | 0 | 0 | 0 | 0 | 0.99708 | 0.97344 | 0.99701 | 0.96687 | 0.99867 | 0.99893 | 0.99911 | 0.99922 | 0.99928 | 0.99932 | 0.0001 | 0.95295 | 0.0219 | 0.0001 | 0.0001 | 0.0001 | 0.99763 | 0.97628 | 0.91661 | 0.99557 | 8.3046e-05 | 0.79159 | 0.018195 | 8.3091e-05 | 8.3097e-05 | 8.31e-05
538 |  | 0 | 1 | 1 | 0 | 0 | 0 |  | 0 | 1 | 0 | 0 | 0 | 0 | 0.99708 | 0.97345 | 0.99701 | 0.96681 | 0.99867 | 0.99893 | 0.99911 | 0.99922 | 0.99928 | 0.99932 | 0.0001 | 0.93973 | 0.03063 | 0.0001 | 0.0001 | 0.0001 | 0.99763 | 0.97626 | 0.91716 | 0.99553 | 8.3088e-05 | 0.78099 | 0.025461 | 8.3133e-05 | 8.3138e-05 | 8.3142e-05
539 |  | 0 | 1 | 1 | 0 | 0 | 0 |  | 0 | 1 | 0 | 0 | 0 | 0 | 0.99708 | 0.97346 | 0.99701 | 0.96677 | 0.99867 | 0.99893 | 0.99911 | 0.99922 | 0.99928 | 0.99932 | 0.0001 | 0.91939 | 0.04844 | 0.0001 | 0.0001 | 0.0001 | 0.99763 | 0.97624 | 0.91771 | 0.99549 | 8.313e-05 | 0.76448 | 0.040286 | 8.3175e-05 | 8.3181e-05 | 8.3184e-05
540 |  | 0 | 1 | 1 | 0 | 0 | 0 |  | 0 | 0.98 | 0.02 | 0 | 0 | 0 | 0.99708 | 0.97347 | 0.99701 | 0.96672 | 0.99867 | 0.99893 | 0.99911 | 0.99922 | 0.99928 | 0.99932 | 0.0001 | 0.89645 | 0.07118 | 0.0001 | 0.0001 | 0.0001 | 0.99763 | 0.97622 | 0.91826 | 0.99546 | 8.3173e-05 | 0.74579 | 0.059228 | 8.3218e-05 | 8.3223e-05 | 8.3227e-05
541 |  | 0 | 1 | 1 | 0 | 0 | 0 |  | 0 | 0.94 | 0.06 | 0 | 0 | 0 | 0.99696 | 0.97349 | 0.99689 | 0.96669 | 0.99862 | 0.99888 | 0.99907 | 0.99918 | 0.99925 | 0.99929 | 0.0001 | 0.86466 | 0.09732 | 0.0001 | 0.0001 | 0.0001 | 0.99753 | 0.97619 | 0.91881 | 0.99542 | 8.3184e-05 | 0.71945 | 0.080991 | 8.3231e-05 | 8.3237e-05 | 8.324e-05
542 |  | 0 | 1 | 1 | 0 | 0 | 0 |  | 0 | 0.9 | 0.1 | 0 | 0 | 0 | 0.99684 | 0.97351 | 0.99677 | 0.96666 | 0.99856 | 0.99884 | 0.99903 | 0.99915 | 0.99922 | 0.99927 | 0.0001 | 0.8351 | 0.12773 | 0.0001 | 0.0001 | 0.0001 | 0.99744 | 0.97617 | 0.91936 | 0.99538 | 8.3196e-05 | 0.69496 | 0.10632 | 8.3245e-05 | 8.3251e-05 | 8.3254e-05
543 |  | 0 | 1 | 1 | 0 | 0 | 0 |  | 0 | 0.86 | 0.14 | 0 | 0 | 0 | 0.99673 | 0.97353 | 0.99665 | 0.96664 | 0.99851 | 0.9988 | 0.999 | 0.99912 | 0.99919 | 0.99924 | 0.0001 | 0.79845 | 0.166 | 0.0001 | 0.0001 | 0.0001 | 0.99734 | 0.97614 | 0.91991 | 0.99535 | 8.3208e-05 | 0.66456 | 0.13819 | 8.3259e-05 | 8.3265e-05 | 8.3269e-05
544 |  | 0 | 1 | 1 | 0 | 0 | 0 |  | 0 | 0.82 | 0.18 | 0 | 0 | 0 | 0.99661 | 0.97356 | 0.99653 | 0.96662 | 0.99846 | 0.99875 | 0.99896 | 0.99909 | 0.99916 | 0.99921 | 0.0001 | 0.75645 | 0.20983 | 0.0001 | 0.0001 | 0.0001 | 0.99725 | 0.97611 | 0.92046 | 0.99532 | 8.3221e-05 | 0.62971 | 0.17471 | 8.3273e-05 | 8.328e-05 | 8.3284e-05
545 |  | 0 | 1 | 1 | 0 | 0 | 0 |  | 0 | 0.78 | 0.22 | 0 | 0 | 0 | 0.99649 | 0.97358 | 0.99641 | 0.96661 | 0.9984 | 0.99871 | 0.99893 | 0.99906 | 0.99914 | 0.99918 | 0.0001 | 0.72018 | 0.25732 | 0.0001 | 0.0001 | 0.0001 | 0.99715 | 0.97608 | 0.92102 | 0.99528 | 8.3234e-05 | 0.59962 | 0.21429 | 8.3289e-05 | 8.3295e-05 | 8.3299e-05
546 |  | 0 | 1 | 1 | 0 | 0 | 0 |  | 0 | 0.74 | 0.26 | 0 | 0 | 0 | 0.99649 | 0.97361 | 0.99641 | 0.9666 | 0.9984 | 0.99871 | 0.99893 | 0.99906 | 0.99914 | 0.99918 | 0.0001 | 0.67713 | 0.31137 | 0.0001 | 0.0001 | 0.0001 | 0.99715 | 0.97604 | 0.92157 | 0.99525 | 8.328e-05 | 0.56409 | 0.25944 | 8.3335e-05 | 8.3341e-05 | 8.3345e-05
547 |  | 0 | 1 | 1 | 0 | 0 | 0 |  | 0 | 0.7 | 0.3 | 0 | 0 | 0 | 0.99649 | 0.97364 | 0.99641 | 0.96661 | 0.9984 | 0.99871 | 0.99893 | 0.99906 | 0.99914 | 0.99918 | 0.0001 | 0.63731 | 0.37534 | 0.0001 | 0.0001 | 0.0001 | 0.99715 | 0.97601 | 0.92212 | 0.99522 | 8.3327e-05 | 0.53121 | 0.31292 | 8.3381e-05 | 8.3388e-05 | 8.3392e-05
548 |  | 0 | 1 | 1 | 0 | 0 | 0 |  | 0 | 0.66 | 0.34 | 0 | 0 | 0 | 0.99649 | 0.97367 | 0.99641 | 0.96661 | 0.9984 | 0.99871 | 0.99893 | 0.99906 | 0.99914 | 0.99918 | 0.0001 | 0.59541 | 0.4498 | 0.0001 | 0.0001 | 0.0001 | 0.99715 | 0.97597 | 0.92267 | 0.99519 | 8.3374e-05 | 0.49657 | 0.37521 | 8.3428e-05 | 8.3435e-05 | 8.3439e-05
549 |  | 0 | 1 | 1 | 0 | 0 | 0 |  | 0 | 0.62 | 0.38 | 0 | 0 | 0 | 0.99649 | 0.9737 | 0.99641 | 0.96662 | 0.9984 | 0.99871 | 0.99893 | 0.99906 | 0.99914 | 0.99918 | 0.0001 | 0.55579 | 0.52196 | 0.0001 | 0.0001 | 0.0001 | 0.99715 | 0.97593 | 0.92322 | 0.99516 | 8.3422e-05 | 0.46379 | 0.43565 | 8.3476e-05 | 8.3483e-05 | 8.3487e-05
550 |  | 0 | 1 | 1 | 0 | 0 | 0 |  | 0 | 0.58 | 0.42 | 0 | 0 | 0 | 0.99649 | 0.97373 | 0.99641 | 0.96664 | 0.9984 | 0.99871 | 0.99893 | 0.99906 | 0.99914 | 0.99918 | 0.0001 | 0.52223 | 0.57975 | 0.0001 | 0.0001 | 0.0001 | 0.99715 | 0.97589 | 0.92377 | 0.99513 | 8.347e-05 | 0.43604 | 0.48417 | 8.3524e-05 | 8.3531e-05 | 8.3535e-05
551 |  | 0 | 1 | 1 | 0 | 0 | 0 |  | 0 | 0.54 | 0.46 | 0 | 0 | 0 | 0.99649 | 0.97377 | 0.99641 | 0.96666 | 0.9984 | 0.99871 | 0.99893 | 0.99906 | 0.99914 | 0.99918 | 0.0001 | 0.48676 | 0.64566 | 0.0001 | 0.0001 | 0.0001 | 0.99715 | 0.97585 | 0.92434 | 0.9951 | 8.352e-05 | 0.40667 | 0.53954 | 8.3575e-05 | 8.3582e-05 | 8.3586e-05
552 |  | 0 | 1 | 1 | 0 | 0 | 0 |  | 0 | 0.5 | 0.5 | 0 | 0 | 0 | 0.99649 | 0.97381 | 0.99641 | 0.96669 | 0.9984 | 0.99871 | 0.99893 | 0.99906 | 0.99914 | 0.99918 | 0.0001 | 0.45667 | 0.69411 | 0.0001 | 0.0001 | 0.0001 | 0.99715 | 0.97581 | 0.92491 | 0.99507 | 8.3571e-05 | 0.38176 | 0.58038 | 8.3626e-05 | 8.3633e-05 | 8.3637e-05
553 |  | 0 | 1 | 1 | 0 | 0 | 0 |  | 0 | 0.46 | 0.54 | 0 | 0 | 0 | 0.99649 | 0.97385 | 0.99641 | 0.96672 | 0.9984 | 0.99871 | 0.99893 | 0.99906 | 0.99914 | 0.99918 | 0.0001 | 0.42459 | 0.74284 | 0.0001 | 0.0001 | 0.0001 | 0.99715 | 0.97576 | 0.92548 | 0.99505 | 8.3623e-05 | 0.35517 | 0.62151 | 8.3678e-05 | 8.3685e-05 | 8.3689e-05
554 |  | 0 | 1 | 1 | 0 | 0 | 0 |  | 0 | 0.42 | 0.58 | 0 | 0 | 0 | 0.99649 | 0.97389 | 0.99641 | 0.96676 | 0.9984 | 0.99871 | 0.99893 | 0.99906 | 0.99914 | 0.99918 | 0.0001 | 0.3891 | 0.78165 | 0.0001 | 0.0001 | 0.0001 | 0.99715 | 0.97572 | 0.92605 | 0.99502 | 8.3675e-05 | 0.32568 | 0.65439 | 8.373e-05 | 8.3737e-05 | 8.3741e-05
555 |  | 0 | 1 | 1 | 0 | 0 | 0 |  | 0 | 0.38 | 0.62 | 0 | 0 | 0 | 0.99649 | 0.97393 | 0.99641 | 0.9668 | 0.9984 | 0.99871 | 0.99893 | 0.99906 | 0.99914 | 0.99918 | 0.0001 | 0.35331 | 0.82091 | 0.0001 | 0.0001 | 0.0001 | 0.99715 | 0.97567 | 0.92662 | 0.99499 | 8.3729e-05 | 0.29591 | 0.6877 | 8.3783e-05 | 8.379e-05 | 8.3794e-05
556 |  | 0 | 1 | 1 | 0 | 0 | 0 |  | 0 | 0.34 | 0.66 | 0 | 0 | 0 | 0.99649 | 0.97397 | 0.99641 | 0.96685 | 0.9984 | 0.99871 | 0.99893 | 0.99906 | 0.99914 | 0.99918 | 0.0001 | 0.31111 | 0.85217 | 0.0001 | 0.0001 | 0.0001 | 0.99715 | 0.97562 | 0.9272 | 0.99497 | 8.3782e-05 | 0.26073 | 0.71434 | 8.3837e-05 | 8.3843e-05 | 8.3847e-05
557 |  | 0 | 1 | 1 | 0 | 0 | 0 |  | 0 | 0.3 | 0.7 | 0 | 0 | 0 | 0.99649 | 0.97402 | 0.99641 | 0.96691 | 0.9984 | 0.99871 | 0.99893 | 0.99906 | 0.99914 | 0.99918 | 0.0001 | 0.26734 | 0.8748 | 0.0001 | 0.0001 | 0.0001 | 0.99715 | 0.97558 | 0.92777 | 0.99494 | 8.3836e-05 | 0.2242 | 0.73378 | 8.3891e-05 | 8.3898e-05 | 8.3902e-05
558 |  | 0 | 1 | 1 | 0 | 0 | 0 |  | 0 | 0.26 | 0.74 | 0 | 0 | 0 | 0.99649 | 0.97407 | 0.99641 | 0.96696 | 0.9984 | 0.99871 | 0.99893 | 0.99906 | 0.99914 | 0.99918 | 0.0001 | 0.22158 | 0.89926 | 0.0001 | 0.0001 | 0.0001 | 0.99715 | 0.97553 | 0.92834 | 0.99492 | 8.3891e-05 | 0.18594 | 0.75479 | 8.3946e-05 | 8.3952e-05 | 8.3956e-05
559 |  | 0 | 1 | 1 | 0 | 0 | 0 |  | 0 | 0.22 | 0.78 | 0 | 0 | 0 | 0.99649 | 0.97412 | 0.99641 | 0.96703 | 0.9984 | 0.99871 | 0.99893 | 0.99906 | 0.99914 | 0.99918 | 0.0001 | 0.1777 | 0.9234 | 0.0001 | 0.0001 | 0.0001 | 0.99715 | 0.97548 | 0.92891 | 0.9949 | 8.3946e-05 | 0.14922 | 0.77556 | 8.4001e-05 | 8.4008e-05 | 8.4012e-05
560 |  | 0 | 1 | 1 | 0 | 0 | 0 |  | 0 | 0.18 | 0.82 | 0 | 0 | 0 | 0.99649 | 0.97417 | 0.99641 | 0.9671 | 0.9984 | 0.99871 | 0.99893 | 0.99906 | 0.99914 | 0.99918 | 0.0001 | 0.13538 | 0.93226 | 0.0001 | 0.0001 | 0.0001 | 0.99715 | 0.97543 | 0.92948 | 0.99487 | 8.4001e-05 | 0.11375 | 0.78352 | 8.4056e-05 | 8.4063e-05 | 8.4067e-05
561 |  | 0 | 1 | 1 | 0 | 0 | 0 |  | 0 | 0.14 | 0.86 | 0 | 0 | 0 | 0.99649 | 0.97422 | 0.99641 | 0.96717 | 0.9984 | 0.99871 | 0.99893 | 0.99906 | 0.99914 | 0.99918 | 0.0001 | 0.094641 | 0.94348 | 0.0001 | 0.0001 | 0.0001 | 0.99715 | 0.97538 | 0.93005 | 0.99485 | 8.4058e-05 | 0.079577 | 0.79349 | 8.4113e-05 | 8.412e-05 | 8.4124e-05
562 |  | 0 | 1 | 1 | 0 | 0 | 0 |  | 0 | 0.1 | 0.9 | 0 | 0 | 0 | 0.99649 | 0.97427 | 0.99641 | 0.96725 | 0.9984 | 0.99871 | 0.99893 | 0.99906 | 0.99914 | 0.99918 | 0.0001 | 0.062672 | 0.94789 | 0.0001 | 0.0001 | 0.0001 | 0.99715 | 0.97533 | 0.93062 | 0.99483 | 8.4115e-05 | 0.052732 | 0.79773 | 8.417e-05 | 8.4176e-05 | 8.418e-05
563 |  | 0 | 1 | 1 | 0 | 0 | 0 |  | 0 | 0.06 | 0.94 | 0 | 0 | 0 | 0.99649 | 0.97433 | 0.99641 | 0.96733 | 0.9984 | 0.99871 | 0.99893 | 0.99906 | 0.99914 | 0.99918 | 0.0001 | 0.038229 | 0.952 | 0.0001 | 0.0001 | 0.0001 | 0.99715 | 0.97528 | 0.93119 | 0.99481 | 8.4173e-05 | 0.032189 | 0.80174 | 8.4228e-05 | 8.4234e-05 | 8.4238e-05
564 |  | 0 | 1 | 1 | 0 | 0 | 0 |  | 0 | 0.02 | 0.98 | 0 | 0 | 0 | 0.99649 | 0.97439 | 0.99641 | 0.96742 | 0.9984 | 0.99871 | 0.99893 | 0.99906 | 0.99914 | 0.99918 | 0.0001 | 0.021782 | 0.95643 | 0.0001 | 0.0001 | 0.0001 | 0.99715 | 0.97522 | 0.93176 | 0.99479 | 8.423e-05 | 0.018353 | 0.80602 | 8.4285e-05 | 8.4292e-05 | 8.4296e-05
565 |  | 0 | 1 | 1 | 0 | 0 | 0 |  | 0 | 0 | 1 | 0 | 0 | 0 | 0.99649 | 0.97445 | 0.99641 | 0.96751 | 0.9984 | 0.99871 | 0.99893 | 0.99906 | 0.99914 | 0.99918 | 0.0001 | 0.011534 | 0.95324 | 0.0001 | 0.0001 | 0.0001 | 0.99715 | 0.97517 | 0.93234 | 0.99477 | 8.4289e-05 | 0.0097245 | 0.8039 | 8.4344e-05 | 8.4351e-05 | 8.4355e-05
566 |  | 0 | 1 | 1 | 0 | 0 | 0 |  | 0 | 0 | 1 | 0 | 0 | 0 | 0.99649 | 0.9745 | 0.99641 | 0.96761 | 0.9984 | 0.99871 | 0.99893 | 0.99906 | 0.99914 | 0.99918 | 0.0001 | 0.0058892 | 0.95784 | 0.0001 | 0.0001 | 0.0001 | 0.99715 | 0.97512 | 0.93291 | 0.99475 | 8.4348e-05 | 0.0049689 | 0.80834 | 8.4403e-05 | 8.441e-05 | 8.4414e-05
567 |  | 0 | 1 | 1 | 0 | 0 | 0 |  | 0 | 0 | 1 | 0 | 0 | 0 | 0.99649 | 0.97457 | 0.99641 | 0.96771 | 0.9984 | 0.99871 | 0.99893 | 0.99906 | 0.99914 | 0.99918 | 0.0001 | 0.0031085 | 0.95412 | 0.0001 | 0.0001 | 0.0001 | 0.99715 | 0.97507 | 0.93348 | 0.99473 | 8.4408e-05 | 0.0026246 | 0.80577 | 8.4463e-05 | 8.447e-05 | 8.4474e-05
568 |  | 0 | 0 | 1 | 0 | 0 | 0 |  | 0 | 0 | 1 | 0 | 0 | 0 | 0.99649 | 0.97463 | 0.99641 | 0.96781 | 0.9984 | 0.99871 | 0.99893 | 0.99906 | 0.99914 | 0.99918 | 0.0001 | 0.0022872 | 0.95775 | 0.0001 | 0.0001 | 0.0001 | 0.99715 | 0.97501 | 0.93405 | 0.99472 | 8.4468e-05 | 0.0019325 | 0.80941 | 8.4523e-05 | 8.453e-05 | 8.4534e-05
569 |  | 0 | 0 | 1 | 0 | 0 | 0 |  | 0 | 0 | 1 | 0 | 0 | 0 | 0.99649 | 0.97469 | 0.99641 | 0.96792 | 0.9984 | 0.99871 | 0.99893 | 0.99906 | 0.99914 | 0.99918 | 0.0001 | 0.0012409 | 0.96595 | 0.0001 | 0.0001 | 0.0001 | 0.99715 | 0.97496 | 0.93462 | 0.9947 | 8.4528e-05 | 0.0010493 | 0.81693 | 8.4584e-05 | 8.459e-05 | 8.4594e-05
570 |  | 0 | 0 | 1 | 0 | 0 | 0 |  | 0 | 0 | 1 | 0 | 0 | 0 | 0.99649 | 0.97475 | 0.99641 | 0.96803 | 0.9984 | 0.99871 | 0.99893 | 0.99906 | 0.99914 | 0.99918 | 0.0001 | 0.00069973 | 0.95975 | 0.0001 | 0.0001 | 0.0001 | 0.99715 | 0.97491 | 0.93519 | 0.99468 | 8.4589e-05 | 0.00059208 | 0.81227 | 8.4645e-05 | 8.4651e-05 | 8.4655e-05
571 |  | 0 | 0 | 1 | 0 | 0 | 0 |  | 0 | 0 | 1 | 0 | 0 | 0 | 0.99649 | 0.97482 | 0.99641 | 0.96815 | 0.9984 | 0.99871 | 0.99893 | 0.99906 | 0.99914 | 0.99918 | 0.0001 | 0 | 0.96819 | 0.0001 | 0.0001 | 0.0001 | 0.99715 | 0.97486 | 0.93576 | 0.99467 | 8.4651e-05 | 0 | 0.82001 | 8.4707e-05 | 8.4713e-05 | 8.4717e-05
572 |  | 0 | 0 | 1 | 0 | 0 | 0 |  | 0 | 0 | 1 | 0 | 0 | 0 | 0.99649 | 0.97489 | 0.99641 | 0.96827 | 0.9984 | 0.99871 | 0.99893 | 0.99906 | 0.99914 | 0.99918 | 0.0001 | 0.00042846 | 0.96883 | 0.0001 | 0.0001 | 0.0001 | 0.99715 | 0.9748 | 0.93633 | 0.99465 | 8.4713e-05 | 0.00036308 | 0.82115 | 8.4768e-05 | 8.4775e-05 | 8.4779e-05
573 |  | 0 | 0 | 1 | 0 | 0 | 0 |  | 0 | 0 | 1 | 0 | 0 | 0 | 0.99649 | 0.97495 | 0.99641 | 0.96839 | 0.9984 | 0.99871 | 0.99893 | 0.99906 | 0.99914 | 0.99918 | 0.0001 | 0.00063202 | 0.96472 | 0.0001 | 0.0001 | 0.0001 | 0.99715 | 0.97475 | 0.93691 | 0.99464 | 8.4776e-05 | 0.00053596 | 0.81828 | 8.4831e-05 | 8.4838e-05 | 8.4842e-05
574 |  | 0 | 0 | 1 | 0 | 0 | 0 |  | 0 | 0 | 1 | 0 | 0 | 0 | 0.99649 | 0.97502 | 0.99641 | 0.96852 | 0.9984 | 0.99871 | 0.99893 | 0.99906 | 0.99914 | 0.99918 | 0.0001 | 0.00010571 | 0.96942 | 0.0001 | 0.0001 | 0.0001 | 0.99715 | 0.9747 | 0.93748 | 0.99462 | 8.4839e-05 | 8.9708e-05 | 0.82287 | 8.4894e-05 | 8.4901e-05 | 8.4905e-05
575 |  | 0 | 0 | 1 | 0 | 0 | 0 |  | 0 | 0 | 1 | 0 | 0 | 0 | 0.99649 | 0.97509 | 0.99641 | 0.96865 | 0.9984 | 0.99871 | 0.99893 | 0.99906 | 0.99914 | 0.99918 | 0.0001 | 0.00016766 | 0.96841 | 0.0001 | 0.0001 | 0.0001 | 0.99715 | 0.97465 | 0.93805 | 0.99461 | 8.4902e-05 | 0.00014239 | 0.82263 | 8.4958e-05 | 8.4964e-05 | 8.4969e-05
576 |  | 0 | 0 | 1 | 0 | 0 | 0 |  | 0 | 0 | 1 | 0 | 0 | 0 | 0.99649 | 0.97516 | 0.99641 | 0.96878 | 0.9984 | 0.99871 | 0.99893 | 0.99906 | 0.99914 | 0.99918 | 0.0001 | 0.00033808 | 0.97147 | 0.0001 | 0.0001 | 0.0001 | 0.99715 | 0.9746 | 0.93852 | 0.9946 | 8.4957e-05 | 0.00028731 | 0.82576 | 8.5013e-05 | 8.5019e-05 | 8.5024e-05
577 |  | 0 | 0 | 1 | 0 | 0 | 0 |  | 0 | 0 | 1 | 0 | 0 | 0 | 0.99649 | 0.97523 | 0.99641 | 0.96892 | 0.9984 | 0.99871 | 0.99893 | 0.99906 | 0.99914 | 0.99918 | 0.0001 | 0.00031236 | 0.97042 | 0.0001 | 0.0001 | 0.0001 | 0.99715 | 0.97454 | 0.93899 | 0.99459 | 8.5013e-05 | 0.00026563 | 0.82541 | 8.5068e-05 | 8.5075e-05 | 8.5079e-05
578 |  | 0 | 0 | 1 | 0 | 0 | 0 |  | 0 | 0 | 1 | 0 | 0 | 0 | 0.99649 | 0.97531 | 0.99641 | 0.96906 | 0.9984 | 0.99871 | 0.99893 | 0.99906 | 0.99914 | 0.99918 | 0.0001 | 0.00029449 | 0.96849 | 0.0001 | 0.0001 | 0.0001 | 0.99715 | 0.97449 | 0.93946 | 0.99457 | 8.5068e-05 | 0.00025059 | 0.82431 | 8.5124e-05 | 8.5131e-05 | 8.5135e-05
579 |  | 0 | 0 | 1 | 0 | 0 | 0 |  | 0 | 0 | 1 | 0 | 0 | 0 | 0.99649 | 0.97538 | 0.99641 | 0.9692 | 0.9984 | 0.99871 | 0.99893 | 0.99906 | 0.99914 | 0.99918 | 0.0001 | 0.00058929 | 0.96829 | 0.0001 | 0.0001 | 0.0001 | 0.99715 | 0.97444 | 0.93994 | 0.99456 | 8.5125e-05 | 0.00050179 | 0.82468 | 8.518e-05 | 8.5187e-05 | 8.5191e-05
580 |  | 0 | 0 | 1 | 0 | 0 | 0 |  | 0 | 0 | 1 | 0 | 0 | 0 | 0.99649 | 0.97545 | 0.99641 | 0.96934 | 0.9984 | 0.99871 | 0.99893 | 0.99906 | 0.99914 | 0.99918 | 0.0001 | 0.00027212 | 0.96408 | 0.0001 | 0.0001 | 0.0001 | 0.99715 | 0.97439 | 0.94041 | 0.99455 | 8.5181e-05 | 0.00023187 | 0.82164 | 8.5237e-05 | 8.5243e-05 | 8.5247e-05
581 |  | 0 | 0 | 1 | 0 | 0 | 0 |  | 0 | 0 | 1 | 0 | 0 | 0 | 0.99649 | 0.97553 | 0.99641 | 0.96949 | 0.9984 | 0.99871 | 0.99893 | 0.99906 | 0.99914 | 0.99918 | 0.0001 | 0.00035725 | 0.96505 | 0.0001 | 0.0001 | 0.0001 | 0.99715 | 0.97435 | 0.94088 | 0.99454 | 8.5238e-05 | 0.0003046 | 0.82302 | 8.5294e-05 | 8.53e-05 | 8.5304e-05
582 |  | 0 | 0 | 1 | 0 | 0 | 0 |  | 0 | 0 | 1 | 0 | 0 | 0 | 0.99649 | 0.9756 | 0.99641 | 0.96964 | 0.9984 | 0.99871 | 0.99893 | 0.99906 | 0.99914 | 0.99918 | 0.0001 | 0.00053774 | 0.96955 | 0.0001 | 0.0001 | 0.0001 | 0.99715 | 0.9743 | 0.94135 | 0.99453 | 8.5295e-05 | 0.00045881 | 0.82741 | 8.5351e-05 | 8.5358e-05 | 8.5362e-05
583 |  | 0 | 0 | 1 | 0 | 0 | 0 |  | 0 | 0 | 1 | 0 | 0 | 0 | 0.99649 | 0.97568 | 0.99641 | 0.96979 | 0.9984 | 0.99871 | 0.99893 | 0.99906 | 0.99914 | 0.99918 | 0.0001 | 0.00023704 | 0.96591 | 0.0001 | 0.0001 | 0.0001 | 0.99715 | 0.97425 | 0.94182 | 0.99452 | 8.5353e-05 | 0.00020238 | 0.82486 | 8.5409e-05 | 8.5415e-05 | 8.542e-05
584 |  | 0 | 0 | 1 | 0 | 0 | 0 |  | 0 | 0 | 1 | 0 | 0 | 0 | 0.99649 | 0.97575 | 0.99641 | 0.96995 | 0.9984 | 0.99871 | 0.99893 | 0.99906 | 0.99914 | 0.99918 | 0.0001 | 1.7e-05 | 0.96156 | 0.0001 | 0.0001 | 0.0001 | 0.99715 | 0.9742 | 0.94229 | 0.99452 | 8.5411e-05 | 1.4524e-05 | 0.82171 | 8.5467e-05 | 8.5473e-05 | 8.5478e-05
585 |  | 0 | 0 | 1 | 0 | 0 | 0 |  | 0 | 0 | 1 | 0 | 0 | 0 | 0.99649 | 0.97583 | 0.99641 | 0.9701 | 0.9984 | 0.99871 | 0.99893 | 0.99906 | 0.99914 | 0.99918 | 0.0001 | 0.00010504 | 0.96482 | 0.0001 | 0.0001 | 0.0001 | 0.99715 | 0.97415 | 0.94276 | 0.99451 | 8.5469e-05 | 8.9805e-05 | 0.82506 | 8.5525e-05 | 8.5532e-05 | 8.5536e-05
586 |  | 0 | 0 | 1 | 0 | 0 | 0 |  | 0 | 0 | 1 | 0 | 0 | 0 | 0.99661 | 0.97591 | 0.99653 | 0.97026 | 0.99846 | 0.99875 | 0.99896 | 0.99909 | 0.99916 | 0.99921 | 0.0001 | 0.00021533 | 0.96405 | 0.0001 | 0.0001 | 0.0001 | 0.99725 | 0.97411 | 0.94323 | 0.9945 | 8.5561e-05 | 0.00018429 | 0.82527 | 8.5615e-05 | 8.5622e-05 | 8.5626e-05
587 |  | 0 | 0 | 1 | 0 | 0 | 0 |  | 0 | 0 | 1 | 0 | 0 | 0 | 0.99673 | 0.97598 | 0.99665 | 0.97042 | 0.99851 | 0.9988 | 0.999 | 0.99912 | 0.99919 | 0.99924 | 0.0001 | 0 | 0.96289 | 0.0001 | 0.0001 | 0.0001 | 0.99734 | 0.97406 | 0.94371 | 0.99449 | 8.5653e-05 | 0 | 0.82515 | 8.5705e-05 | 8.5712e-05 | 8.5715e-05
588 |  | 0 | 0 | 1 | 0 | 0 | 0 |  | 0 | 0 | 1 | 0 | 0 | 0 | 0.99684 | 0.97606 | 0.99677 | 0.97058 | 0.99856 | 0.99884 | 0.99903 | 0.99915 | 0.99922 | 0.99927 | 0.0001 | 0 | 0.96421 | 0.0001 | 0.0001 | 0.0001 | 0.99744 | 0.97402 | 0.94418 | 0.99449 | 8.5745e-05 | 0 | 0.82715 | 8.5796e-05 | 8.5802e-05 | 8.5806e-05
589 |  | 0 | 0 | 1 | 0 | 0 | 0 |  | 0 | 0 | 1 | 0 | 0 | 0 | 0.99696 | 0.97614 | 0.99689 | 0.97075 | 0.99862 | 0.99888 | 0.99907 | 0.99918 | 0.99925 | 0.99929 | 0.0001 | 0.00018026 | 0.97253 | 0.0001 | 0.0001 | 0.0001 | 0.99753 | 0.97397 | 0.94465 | 0.99448 | 8.5838e-05 | 0.00015477 | 0.83518 | 8.5887e-05 | 8.5893e-05 | 8.5896e-05
590 |  | 0 | 0 | 1 | 0 | 0 | 0 |  | 0 | 0 | 1 | 0 | 0 | 0 | 0.99708 | 0.97621 | 0.99701 | 0.97091 | 0.99867 | 0.99893 | 0.99911 | 0.99922 | 0.99928 | 0.99932 | 0.0001 | 0 | 0.96419 | 0.0001 | 0.0001 | 0.0001 | 0.99763 | 0.97393 | 0.94512 | 0.99448 | 8.5931e-05 | 0 | 0.8289 | 8.5978e-05 | 8.5984e-05 | 8.5987e-05
591 |  | 0 | 0 | 1 | 0 | 0 | 0 |  | 0 | 0 | 1 | 0 | 0 | 0 | 0.99696 | 0.97629 | 0.99689 | 0.97108 | 0.99862 | 0.99888 | 0.99907 | 0.99918 | 0.99925 | 0.99929 | 0.0001 | 0.00026405 | 0.96113 | 0.0001 | 0.0001 | 0.0001 | 0.99753 | 0.97389 | 0.94559 | 0.99447 | 8.5959e-05 | 0.00022704 | 0.82655 | 8.6007e-05 | 8.6013e-05 | 8.6017e-05
592 |  | 0 | 0 | 1 | 0 | 0 | 0 |  | 0 | 0 | 1 | 0 | 0 | 0 | 0.99684 | 0.97637 | 0.99677 | 0.97124 | 0.99856 | 0.99884 | 0.99903 | 0.99915 | 0.99922 | 0.99927 | 0.0001 | 0 | 0.96153 | 0.0001 | 0.0001 | 0.0001 | 0.99744 | 0.97385 | 0.94606 | 0.99447 | 8.5986e-05 | 0 | 0.82717 | 8.6036e-05 | 8.6042e-05 | 8.6046e-05
593 |  | 0 | 0 | 1 | 0 | 0 | 0 |  | 0 | 0 | 1 | 0 | 0 | 0 | 0.99673 | 0.97644 | 0.99665 | 0.97141 | 0.99851 | 0.9988 | 0.999 | 0.99912 | 0.99919 | 0.99924 | 0.0001 | 0 | 0.95998 | 0.0001 | 0.0001 | 0.0001 | 0.99734 | 0.97381 | 0.94653 | 0.99446 | 8.6013e-05 | 0 | 0.82611 | 8.6066e-05 | 8.6072e-05 | 8.6076e-05
594 |  | 0 | 0 | 1 | 0 | 0 | 0 |  | 0 | 0 | 1 | 0 | 0 | 0 | 0.99661 | 0.97652 | 0.99653 | 0.97158 | 0.99846 | 0.99875 | 0.99896 | 0.99909 | 0.99916 | 0.99921 | 0.0001 | 0.00014657 | 0.96111 | 0.0001 | 0.0001 | 0.0001 | 0.99725 | 0.97377 | 0.94701 | 0.99446 | 8.6041e-05 | 0.00012615 | 0.82737 | 8.6095e-05 | 8.6102e-05 | 8.6106e-05
595 |  | 0 | 0 | 1 | 0 | 0 | 0 |  | 0 | 0 | 1 | 0 | 0 | 0 | 0.99649 | 0.9766 | 0.99641 | 0.97176 | 0.9984 | 0.99871 | 0.99893 | 0.99906 | 0.99914 | 0.99918 | 0.0001 | 0.00012369 | 0.96201 | 0.0001 | 0.0001 | 0.0001 | 0.99715 | 0.97373 | 0.94748 | 0.99446 | 8.6069e-05 | 0.00010649 | 0.82842 | 8.6125e-05 | 8.6132e-05 | 8.6136e-05
596 |  | 0 | 0 | 1 | 0 | 0 | 0 |  | 0 | 0 | 1 | 0 | 0 | 0 | 0.99661 | 0.97668 | 0.99653 | 0.97193 | 0.99846 | 0.99875 | 0.99896 | 0.99909 | 0.99916 | 0.99921 | 0.0001 | 0.0002148 | 0.96942 | 0.0001 | 0.0001 | 0.0001 | 0.99725 | 0.97369 | 0.94795 | 0.99445 | 8.6163e-05 | 0.00018513 | 0.83571 | 8.6218e-05 | 8.6224e-05 | 8.6228e-05
597 |  | 0 | 0 | 1 | 0 | 0 | 0 |  | 0 | 0 | 1 | 0 | 0 | 0 | 0.99673 | 0.97675 | 0.99665 | 0.9721 | 0.99851 | 0.9988 | 0.999 | 0.99912 | 0.99919 | 0.99924 | 0.0001 | 0.00023227 | 0.9711 | 0.0001 | 0.0001 | 0.0001 | 0.99734 | 0.97366 | 0.94842 | 0.99445 | 8.6258e-05 | 0.00020041 | 0.83806 | 8.6311e-05 | 8.6317e-05 | 8.6321e-05
598 |  | 0 | 0 | 1 | 0 | 0 | 0 |  | 0 | 0 | 1 | 0 | 0 | 0 | 0.99684 | 0.97683 | 0.99677 | 0.97227 | 0.99856 | 0.99884 | 0.99903 | 0.99915 | 0.99922 | 0.99927 | 0.0001 | 0.00021359 | 0.96633 | 0.0001 | 0.0001 | 0.0001 | 0.99744 | 0.97362 | 0.94889 | 0.99445 | 8.6353e-05 | 0.00018449 | 0.83485 | 8.6404e-05 | 8.641e-05 | 8.6414e-05
599 |  | 0 | 0 | 1 | 0 | 0 | 0 |  | 0 | 0 | 1 | 0 | 0 | 0 | 0.99696 | 0.9769 | 0.99689 | 0.97245 | 0.99862 | 0.99888 | 0.99907 | 0.99918 | 0.99925 | 0.99929 | 0.0001 | 0.00020058 | 0.96676 | 0.0001 | 0.0001 | 0.0001 | 0.99753 | 0.97359 | 0.94936 | 0.99445 | 8.6448e-05 | 0.00017344 | 0.83612 | 8.6497e-05 | 8.6503e-05 | 8.6506e-05
600 |  | 0 | 0 | 1 | 0 | 0 | 0 |  | 0 | 0 | 1 | 0 | 0 | 0 | 0.99708 | 0.97698 | 0.99701 | 0.97262 | 0.99867 | 0.99893 | 0.99911 | 0.99922 | 0.99928 | 0.99932 | 0.0001 | 0.0001 | 0.96637 | 0.0001 | 0.0001 | 0.0001 | 0.99763 | 0.97355 | 0.94983 | 0.99445 | 8.6543e-05 | 8.6565e-05 | 0.83669 | 8.659e-05 | 8.6596e-05 | 8.6599e-05
601 |  | 0 | 0 | 1 | 0 | 0 | 0 |  | 0 | 0 | 1 | 0 | 0 | 0 | 0.99696 | 0.97705 | 0.99689 | 0.97279 | 0.99862 | 0.99888 | 0.99907 | 0.99918 | 0.99925 | 0.99929 | 0.0001 | 0.0001 | 0.96057 | 0.0001 | 0.0001 | 0.0001 | 0.99753 | 0.97352 | 0.95015 | 0.99445 | 8.6558e-05 | 8.6581e-05 | 0.83182 | 8.6607e-05 | 8.6613e-05 | 8.6616e-05
602 |  | 0 | 0 | 1 | 0 | 0 | 0 |  | 0 | 0 | 1 | 0 | 0 | 0 | 0.99684 | 0.97713 | 0.99677 | 0.97297 | 0.99856 | 0.99884 | 0.99903 | 0.99915 | 0.99922 | 0.99927 | 0.0001 | 0.0001 | 0.96205 | 0.0001 | 0.0001 | 0.0001 | 0.99744 | 0.97349 | 0.95046 | 0.99445 | 8.6572e-05 | 8.6596e-05 | 0.83326 | 8.6623e-05 | 8.663e-05 | 8.6633e-05
603 |  | 0 | 0 | 1 | 0 | 0 | 0 |  | 0 | 0 | 1 | 0 | 0 | 0 | 0.99673 | 0.9772 | 0.99665 | 0.97314 | 0.99851 | 0.9988 | 0.999 | 0.99912 | 0.99919 | 0.99924 | 0.0001 | 0.0001 | 0.96043 | 0.0001 | 0.0001 | 0.0001 | 0.99734 | 0.97346 | 0.95078 | 0.99445 | 8.6587e-05 | 8.6612e-05 | 0.83202 | 8.664e-05 | 8.6647e-05 | 8.665e-05
604 |  | 0 | 0 | 1 | 0 | 0 | 0 |  | 0 | 0 | 1 | 0 | 0 | 0 | 0.99661 | 0.97727 | 0.99653 | 0.97332 | 0.99846 | 0.99875 | 0.99896 | 0.99909 | 0.99916 | 0.99921 | 0.0001 | 0.0001 | 0.96169 | 0.0001 | 0.0001 | 0.0001 | 0.99725 | 0.97343 | 0.95109 | 0.99445 | 8.6602e-05 | 8.6628e-05 | 0.83327 | 8.6657e-05 | 8.6664e-05 | 8.6668e-05
605 |  | 0 | 0 | 1 | 0 | 0 | 0 |  | 0 | 0 | 1 | 0 | 0 | 0 | 0.99649 | 0.97735 | 0.99641 | 0.97349 | 0.9984 | 0.99871 | 0.99893 | 0.99906 | 0.99914 | 0.99918 | 0.0001 | 0.0001 | 0.96724 | 0.0001 | 0.0001 | 0.0001 | 0.99715 | 0.9734 | 0.95141 | 0.99445 | 8.6617e-05 | 8.6644e-05 | 0.83823 | 8.6674e-05 | 8.6681e-05 | 8.6685e-05
606 |  | 0 | 0 | 1 | 0 | 0 | 0 |  | 0 | 0 | 1 | 0 | 0 | 0 | 0.99649 | 0.97742 | 0.99641 | 0.97366 | 0.9984 | 0.99871 | 0.99893 | 0.99906 | 0.99914 | 0.99918 | 0.0001 | 0.0001 | 0.96404 | 0.0001 | 0.0001 | 0.0001 | 0.99715 | 0.97338 | 0.95173 | 0.99445 | 8.6666e-05 | 8.6692e-05 | 0.83593 | 8.6722e-05 | 8.6729e-05 | 8.6733e-05
607 |  | 0 | 0 | 1 | 0 | 0 | 0 |  | 0 | 0 | 1 | 0 | 0 | 0 | 0.99649 | 0.97749 | 0.99641 | 0.97383 | 0.9984 | 0.99871 | 0.99893 | 0.99906 | 0.99914 | 0.99918 | 0.0001 | 0.0001 | 0.9634 | 0.0001 | 0.0001 | 0.0001 | 0.99715 | 0.97335 | 0.95204 | 0.99446 | 8.6714e-05 | 8.6741e-05 | 0.83584 | 8.6771e-05 | 8.6778e-05 | 8.6782e-05
608 |  | 0 | 0 | 1 | 0 | 0 | 0 |  | 0 | 0 | 1 | 0 | 0 | 0 | 0.99649 | 0.97756 | 0.99641 | 0.97401 | 0.9984 | 0.99871 | 0.99893 | 0.99906 | 0.99914 | 0.99918 | 0.0001 | 0.0001 | 0.96609 | 0.0001 | 0.0001 | 0.0001 | 0.99715 | 0.97333 | 0.95236 | 0.99446 | 8.6763e-05 | 8.6789e-05 | 0.83864 | 8.6819e-05 | 8.6826e-05 | 8.683e-05
609 |  | 0 | 0 | 1 | 0 | 0 | 0 |  | 0 | 0 | 1 | 0 | 0 | 0 | 0.99649 | 0.97763 | 0.99641 | 0.97418 | 0.9984 | 0.99871 | 0.99893 | 0.99906 | 0.99914 | 0.99918 | 0.0001 | 0.0001 | 0.95955 | 0.0001 | 0.0001 | 0.0001 | 0.99715 | 0.97331 | 0.95267 | 0.99446 | 8.6811e-05 | 8.6838e-05 | 0.83343 | 8.6868e-05 | 8.6875e-05 | 8.6879e-05
610 |  | 0 | 0 | 1 | 0 | 0 | 0 |  | 0 | 0 | 1 | 0 | 0 | 0 | 0.99649 | 0.9777 | 0.99641 | 0.97435 | 0.9984 | 0.99871 | 0.99893 | 0.99906 | 0.99914 | 0.99918 | 0.0001 | 0.0001 | 0.9631 | 0.0001 | 0.0001 | 0.0001 | 0.99715 | 0.97329 | 0.95299 | 0.99447 | 8.686e-05 | 8.6886e-05 | 0.83698 | 8.6916e-05 | 8.6923e-05 | 8.6927e-05
611 |  | 0 | 0 | 1 | 0 | 0 | 0 |  | 0 | 0 | 1 | 0 | 0 | 0 | 0.99649 | 0.97777 | 0.99641 | 0.97452 | 0.9984 | 0.99871 | 0.99893 | 0.99906 | 0.99914 | 0.99918 | 0.0001 | 0.0001 | 0.9574 | 0.0001 | 0.0001 | 0.0001 | 0.99715 | 0.97327 | 0.9533 | 0.99447 | 8.6908e-05 | 8.6935e-05 | 0.83249 | 8.6965e-05 | 8.6972e-05 | 8.6976e-05
612 |  | 0 | 0 | 1 | 0 | 0 | 0 |  | 0 | 0 | 1 | 0 | 0 | 0 | 0.99649 | 0.97784 | 0.99641 | 0.97469 | 0.9984 | 0.99871 | 0.99893 | 0.99906 | 0.99914 | 0.99918 | 0.0001 | 0.0001 | 0.95747 | 0.0001 | 0.0001 | 0.0001 | 0.99715 | 0.97325 | 0.95362 | 0.99447 | 8.6957e-05 | 8.6984e-05 | 0.83302 | 8.7014e-05 | 8.7021e-05 | 8.7025e-05
613 |  | 0 | 0 | 1 | 0 | 0 | 0 |  | 0 | 0 | 1 | 0 | 0 | 0 | 0.99649 | 0.9779 | 0.99641 | 0.97486 | 0.9984 | 0.99871 | 0.99893 | 0.99906 | 0.99914 | 0.99918 | 0.0001 | 0.0001 | 0.96752 | 0.0001 | 0.0001 | 0.0001 | 0.99715 | 0.97323 | 0.95394 | 0.99448 | 8.7006e-05 | 8.7032e-05 | 0.84224 | 8.7062e-05 | 8.7069e-05 | 8.7073e-05
614 |  | 0 | 0 | 1 | 0 | 0 | 0 |  | 0 | 0 | 1 | 0 | 0 | 0 | 0.99649 | 0.97797 | 0.99641 | 0.97503 | 0.9984 | 0.99871 | 0.99893 | 0.99906 | 0.99914 | 0.99918 | 0.0001 | 0.0001 | 0.96656 | 0.0001 | 0.0001 | 0.0001 | 0.99715 | 0.97321 | 0.95425 | 0.99448 | 8.7054e-05 | 8.7081e-05 | 0.84187 | 8.7111e-05 | 8.7118e-05 | 8.7122e-05
615 |  | 0 | 0 | 1 | 0 | 0 | 0 |  | 0 | 0 | 1 | 0 | 0 | 0 | 0.99649 | 0.97803 | 0.99641 | 0.97519 | 0.9984 | 0.99871 | 0.99893 | 0.99906 | 0.99914 | 0.99918 | 0.0001 | 0.0001 | 0.96213 | 0.0001 | 0.0001 | 0.0001 | 0.99715 | 0.9732 | 0.95457 | 0.99449 | 8.7103e-05 | 8.7129e-05 | 0.83848 | 8.716e-05 | 8.7167e-05 | 8.7171e-05
616 |  | 0 | 0 | 1 | 0 | 0 | 0 |  | 0 | 0 | 1 | 0 | 0 | 0 | 0.99649 | 0.97809 | 0.99641 | 0.97536 | 0.9984 | 0.99871 | 0.99893 | 0.99906 | 0.99914 | 0.99918 | 0.0001 | 0.0001 | 0.96246 | 0.0001 | 0.0001 | 0.0001 | 0.99715 | 0.97318 | 0.95488 | 0.9945 | 8.7151e-05 | 8.7178e-05 | 0.83923 | 8.7208e-05 | 8.7215e-05 | 8.7219e-05
617 |  | 0 | 0 | 1 | 0 | 0 | 0 |  | 0 | 0 | 1 | 0 | 0 | 0 | 0.99649 | 0.97816 | 0.99641 | 0.97553 | 0.9984 | 0.99871 | 0.99893 | 0.99906 | 0.99914 | 0.99918 | 0.0001 | 0.0001 | 0.96334 | 0.0001 | 0.0001 | 0.0001 | 0.99715 | 0.97317 | 0.9552 | 0.9945 | 8.72e-05 | 8.7227e-05 | 0.84047 | 8.7257e-05 | 8.7264e-05 | 8.7268e-05
618 |  | 0 | 0 | 1 | 0 | 0 | 0 |  | 0 | 0 | 1 | 0 | 0 | 0 | 0.99649 | 0.97822 | 0.99641 | 0.97569 | 0.9984 | 0.99871 | 0.99893 | 0.99906 | 0.99914 | 0.99918 | 0.0001 | 0.0001 | 0.96151 | 0.0001 | 0.0001 | 0.0001 | 0.99715 | 0.97315 | 0.95552 | 0.99451 | 8.7248e-05 | 8.7275e-05 | 0.83934 | 8.7305e-05 | 8.7312e-05 | 8.7316e-05
619 |  | 0 | 0 | 1 | 0 | 0 | 0 |  | 0 | 0 | 1 | 0 | 0 | 0 | 0.99649 | 0.97828 | 0.99641 | 0.97585 | 0.9984 | 0.99871 | 0.99893 | 0.99906 | 0.99914 | 0.99918 | 0.0001 | 0.0001 | 0.96936 | 0.0001 | 0.0001 | 0.0001 | 0.99715 | 0.97314 | 0.95583 | 0.99452 | 8.7297e-05 | 8.7323e-05 | 0.84666 | 8.7354e-05 | 8.7361e-05 | 8.7365e-05
620 |  | 0 | 0 | 1 | 0 | 0 | 0 |  | 0 | 0 | 1 | 0 | 0 | 0 | 0.99649 | 0.97834 | 0.99641 | 0.97602 | 0.9984 | 0.99871 | 0.99893 | 0.99906 | 0.99914 | 0.99918 | 0.0001 | 0.0001 | 0.96114 | 0.0001 | 0.0001 | 0.0001 | 0.99715 | 0.97313 | 0.95615 | 0.99453 | 8.7345e-05 | 8.7372e-05 | 0.83995 | 8.7403e-05 | 8.7409e-05 | 8.7414e-05
621 |  | 0 | 0 | 1 | 0 | 0 | 0 |  | 0 | 0 | 1 | 0 | 0 | 0 | 0.99649 | 0.9784 | 0.99641 | 0.97618 | 0.9984 | 0.99871 | 0.99893 | 0.99906 | 0.99914 | 0.99918 | 0.0001 | 0.0001 | 0.95738 | 0.0001 | 0.0001 | 0.0001 | 0.99715 | 0.97312 | 0.95679 | 0.99453 | 8.7423e-05 | 8.745e-05 | 0.83741 | 8.748e-05 | 8.7487e-05 | 8.7491e-05
622 |  | 0 | 0 | 1 | 0 | 0 | 0 |  | 0 | 0 | 1 | 0 | 0 | 0 | 0.99649 | 0.97845 | 0.99641 | 0.97634 | 0.9984 | 0.99871 | 0.99893 | 0.99906 | 0.99914 | 0.99918 | 0.0001 | 0.0001 | 0.9654 | 0.0001 | 0.0001 | 0.0001 | 0.99715 | 0.97311 | 0.95743 | 0.99454 | 8.7501e-05 | 8.7528e-05 | 0.84518 | 8.7558e-05 | 8.7565e-05 | 8.757e-05
623 |  | 0 | 0 | 1 | 0 | 0 | 0 |  | 0 | 0 | 1 | 0 | 0 | 0 | 0.99649 | 0.97851 | 0.99641 | 0.97649 | 0.9984 | 0.99871 | 0.99893 | 0.99906 | 0.99914 | 0.99918 | 0.0001 | 0.0001 | 0.96518 | 0.0001 | 0.0001 | 0.0001 | 0.99715 | 0.97311 | 0.95807 | 0.99455 | 8.7579e-05 | 8.7606e-05 | 0.84574 | 8.7636e-05 | 8.7643e-05 | 8.7647e-05
624 |  | 0 | 0 | 1 | 0 | 0 | 0 |  | 0 | 0 | 1 | 0 | 0 | 0 | 0.99649 | 0.97856 | 0.99641 | 0.97665 | 0.9984 | 0.99871 | 0.99893 | 0.99906 | 0.99914 | 0.99918 | 0.0001 | 0.0001 | 0.96481 | 0.0001 | 0.0001 | 0.0001 | 0.99715 | 0.9731 | 0.95871 | 0.99456 | 8.7657e-05 | 8.7684e-05 | 0.84616 | 8.7714e-05 | 8.7721e-05 | 8.7725e-05
625 |  | 0 | 0 | 1 | 0 | 0 | 0 |  | 0 | 0 | 1 | 0 | 0 | 0 | 0.99649 | 0.97862 | 0.99641 | 0.9768 | 0.9984 | 0.99871 | 0.99893 | 0.99906 | 0.99914 | 0.99918 | 0.0001 | 0.0001 | 0.96758 | 0.0001 | 0.0001 | 0.0001 | 0.99715 | 0.97309 | 0.95935 | 0.99457 | 8.7734e-05 | 8.776e-05 | 0.84934 | 8.7791e-05 | 8.7798e-05 | 8.7802e-05
626 |  | 0 | 0 | 1 | 0 | 0 | 0 |  | 0 | 0 | 1 | 0 | 0 | 0 | 0.99661 | 0.97867 | 0.99653 | 0.97696 | 0.99846 | 0.99875 | 0.99896 | 0.99909 | 0.99916 | 0.99921 | 0.0001 | 0.0001 | 0.9607 | 0.0001 | 0.0001 | 0.0001 | 0.99725 | 0.97309 | 0.95962 | 0.99458 | 8.7811e-05 | 8.7837e-05 | 0.84402 | 8.7866e-05 | 8.7873e-05 | 8.7877e-05
627 |  | 0 | 0 | 1 | 0 | 0 | 0 |  | 0 | 0 | 1 | 0 | 0 | 0 | 0.99673 | 0.97872 | 0.99665 | 0.97711 | 0.99851 | 0.9988 | 0.999 | 0.99912 | 0.99919 | 0.99924 | 0.0001 | 0.0001 | 0.95303 | 0.0001 | 0.0001 | 0.0001 | 0.99734 | 0.97308 | 0.95989 | 0.99459 | 8.7888e-05 | 8.7913e-05 | 0.83801 | 8.7942e-05 | 8.7948e-05 | 8.7952e-05
628 |  | 0 | 0 | 1 | 0 | 0 | 0 |  | 0 | 0 | 1 | 0 | 0 | 0 | 0.99684 | 0.97877 | 0.99677 | 0.97726 | 0.99856 | 0.99884 | 0.99903 | 0.99915 | 0.99922 | 0.99927 | 0.0001 | 0.0001 | 0.97143 | 0.0001 | 0.0001 | 0.0001 | 0.99744 | 0.97308 | 0.96015 | 0.9946 | 8.7965e-05 | 8.7989e-05 | 0.85492 | 8.8017e-05 | 8.8023e-05 | 8.8027e-05
629 |  | 0 | 0 | 1 | 0 | 0 | 0 |  | 0 | 0 | 1 | 0 | 0 | 0 | 0.99696 | 0.97882 | 0.99689 | 0.97741 | 0.99862 | 0.99888 | 0.99907 | 0.99918 | 0.99925 | 0.99929 | 0.0001 | 0.0001 | 0.95594 | 0.0001 | 0.0001 | 0.0001 | 0.99753 | 0.97308 | 0.96042 | 0.99461 | 8.8042e-05 | 8.8065e-05 | 0.84201 | 8.8092e-05 | 8.8098e-05 | 8.8102e-05
630 |  | 0 | 0 | 1 | 0 | 0 | 0 |  | 0 | 0 | 1 | 0 | 0 | 0 | 0.99708 | 0.97886 | 0.99701 | 0.97756 | 0.99867 | 0.99893 | 0.99911 | 0.99922 | 0.99928 | 0.99932 | 0.0001 | 0.0001 | 0.96404 | 0.0001 | 0.0001 | 0.0001 | 0.99763 | 0.97308 | 0.96069 | 0.99462 | 8.8119e-05 | 8.8141e-05 | 0.84987 | 8.8167e-05 | 8.8173e-05 | 8.8176e-05
631 |  | 0 | 0 | 1 | 0 | 0 | 0 |  | 0 | 0 | 1 | 0 | 0 | 0 | 0.99696 | 0.97891 | 0.99689 | 0.9777 | 0.99862 | 0.99888 | 0.99907 | 0.99918 | 0.99925 | 0.99929 | 0.0001 | 0.0001 | 0.96122 | 0.0001 | 0.0001 | 0.0001 | 0.99753 | 0.97307 | 0.96096 | 0.99463 | 8.8127e-05 | 8.8151e-05 | 0.84748 | 8.8177e-05 | 8.8183e-05 | 8.8187e-05
632 |  | 0 | 0 | 1 | 0 | 0 | 0 |  | 0 | 0 | 1 | 0 | 0 | 0 | 0.99684 | 0.97895 | 0.99677 | 0.97784 | 0.99856 | 0.99884 | 0.99903 | 0.99915 | 0.99922 | 0.99927 | 0.0001 | 0.0001 | 0.96415 | 0.0001 | 0.0001 | 0.0001 | 0.99744 | 0.97307 | 0.96123 | 0.99464 | 8.8136e-05 | 8.816e-05 | 0.85016 | 8.8188e-05 | 8.8194e-05 | 8.8198e-05
633 |  | 0 | 0 | 1 | 0 | 0 | 0 |  | 0 | 0 | 1 | 0 | 0 | 0 | 0.99673 | 0.97899 | 0.99665 | 0.97798 | 0.99851 | 0.9988 | 0.999 | 0.99912 | 0.99919 | 0.99924 | 0.0001 | 0.0001 | 0.96369 | 0.0001 | 0.0001 | 0.0001 | 0.99734 | 0.97308 | 0.9615 | 0.99466 | 8.8144e-05 | 8.8169e-05 | 0.84985 | 8.8198e-05 | 8.8204e-05 | 8.8208e-05
634 |  | 0 | 0 | 1 | 0 | 0 | 0 |  | 0 | 0 | 1 | 0 | 0 | 0 | 0.99661 | 0.97903 | 0.99653 | 0.97812 | 0.99846 | 0.99875 | 0.99896 | 0.99909 | 0.99916 | 0.99921 | 0.0001 | 0.0001 | 0.95646 | 0.0001 | 0.0001 | 0.0001 | 0.99725 | 0.97308 | 0.96177 | 0.99467 | 8.8152e-05 | 8.8178e-05 | 0.84357 | 8.8208e-05 | 8.8215e-05 | 8.8219e-05
635 |  | 0 | 0 | 1 | 0 | 0 | 0 |  | 0 | 0 | 1 | 0 | 0 | 0 | 0.99649 | 0.97907 | 0.99641 | 0.97826 | 0.9984 | 0.99871 | 0.99893 | 0.99906 | 0.99914 | 0.99918 | 0.0001 | 0.0001 | 0.96155 | 0.0001 | 0.0001 | 0.0001 | 0.99715 | 0.97308 | 0.96204 | 0.99468 | 8.816e-05 | 8.8187e-05 | 0.84814 | 8.8217e-05 | 8.8224e-05 | 8.8229e-05
636 |  | 0 | 0 | 1 | 0 | 0 | 0 |  | 0 | 0 | 1 | 0 | 0 | 0 | 0.99649 | 0.97911 | 0.99641 | 0.97839 | 0.9984 | 0.99871 | 0.99893 | 0.99906 | 0.99914 | 0.99918 | 0.0001 | 0.0001 | 0.96244 | 0.0001 | 0.0001 | 0.0001 | 0.99715 | 0.97308 | 0.96231 | 0.99469 | 8.8201e-05 | 8.8228e-05 | 0.84933 | 8.8259e-05 | 8.8266e-05 | 8.827e-05
637 |  | 0 | 0 | 1 | 0 | 0 | 0 |  | 0 | 0 | 1 | 0 | 0 | 0 | 0.99649 | 0.97914 | 0.99641 | 0.97852 | 0.9984 | 0.99871 | 0.99893 | 0.99906 | 0.99914 | 0.99918 | 0.0001 | 0.0001 | 0.95674 | 0.0001 | 0.0001 | 0.0001 | 0.99715 | 0.97308 | 0.96257 | 0.99471 | 8.8242e-05 | 8.8269e-05 | 0.84469 | 8.83e-05 | 8.8307e-05 | 8.8311e-05
638 |  | 0 | 0 | 1 | 0 | 0 | 0 |  | 0 | 0 | 1 | 0 | 0 | 0 | 0.99649 | 0.97918 | 0.99641 | 0.97865 | 0.9984 | 0.99871 | 0.99893 | 0.99906 | 0.99914 | 0.99918 | 0.0001 | 0.0001 | 0.95876 | 0.0001 | 0.0001 | 0.0001 | 0.99715 | 0.97309 | 0.96284 | 0.99472 | 8.8284e-05 | 8.8311e-05 | 0.84687 | 8.8341e-05 | 8.8348e-05 | 8.8352e-05
639 |  | 0 | 0 | 1 | 0 | 0 | 0 |  | 0 | 0 | 1 | 0 | 0 | 0 | 0.99649 | 0.97921 | 0.99641 | 0.97878 | 0.9984 | 0.99871 | 0.99893 | 0.99906 | 0.99914 | 0.99918 | 0.0001 | 0.0001 | 0.95758 | 0.0001 | 0.0001 | 0.0001 | 0.99715 | 0.97309 | 0.96311 | 0.99473 | 8.8324e-05 | 8.8351e-05 | 0.84622 | 8.8382e-05 | 8.8389e-05 | 8.8393e-05
640 |  | 0 | 0 | 1 | 0 | 0 | 0 |  | 0 | 0 | 1 | 0 | 0 | 0 | 0.99649 | 0.97924 | 0.99641 | 0.97891 | 0.9984 | 0.99871 | 0.99893 | 0.99906 | 0.99914 | 0.99918 | 0.0001 | 0.0001 | 0.95805 | 0.0001 | 0.0001 | 0.0001 | 0.99715 | 0.9731 | 0.96338 | 0.99475 | 8.8365e-05 | 8.8392e-05 | 0.84702 | 8.8422e-05 | 8.8429e-05 | 8.8434e-05
641 |  | 0 | 0 | 1 | 0 | 0 | 0 |  | 0 | 0 | 1 | 0 | 0 | 0 | 0.99649 | 0.97927 | 0.99641 | 0.97903 | 0.9984 | 0.99871 | 0.99893 | 0.99906 | 0.99914 | 0.99918 | 0.0001 | 0.0001 | 0.95506 | 0.0001 | 0.0001 | 0.0001 | 0.99715 | 0.9731 | 0.96365 | 0.99476 | 8.8405e-05 | 8.8432e-05 | 0.84476 | 8.8463e-05 | 8.8469e-05 | 8.8474e-05
642 |  | 0 | 0 | 1 | 0 | 0 | 0 |  | 0 | 0 | 1 | 0 | 0 | 0 | 0.99649 | 0.9793 | 0.99641 | 0.97915 | 0.9984 | 0.99871 | 0.99893 | 0.99906 | 0.99914 | 0.99918 | 0.0001 | 0.0001 | 0.96051 | 0.0001 | 0.0001 | 0.0001 | 0.99715 | 0.97311 | 0.96392 | 0.99478 | 8.8445e-05 | 8.8472e-05 | 0.84996 | 8.8503e-05 | 8.8509e-05 | 8.8514e-05
643 |  | 0 | 0 | 1 | 0 | 0 | 0 |  | 0 | 0 | 1 | 0 | 0 | 0 | 0.99649 | 0.97932 | 0.99641 | 0.97927 | 0.9984 | 0.99871 | 0.99893 | 0.99906 | 0.99914 | 0.99918 | 0.0001 | 0.0001 | 0.95997 | 0.0001 | 0.0001 | 0.0001 | 0.99715 | 0.97312 | 0.96419 | 0.99479 | 8.8484e-05 | 8.8511e-05 | 0.84986 | 8.8542e-05 | 8.8549e-05 | 8.8553e-05
644 |  | 0 | 0 | 1 | 0 | 0 | 0 |  | 0 | 0 | 1 | 0 | 0 | 0 | 0.99649 | 0.97935 | 0.99641 | 0.97938 | 0.9984 | 0.99871 | 0.99893 | 0.99906 | 0.99914 | 0.99918 | 0.0001 | 0.0001 | 0.95976 | 0.0001 | 0.0001 | 0.0001 | 0.99715 | 0.97313 | 0.96446 | 0.99481 | 8.8524e-05 | 8.8551e-05 | 0.85006 | 8.8581e-05 | 8.8588e-05 | 8.8593e-05
645 |  | 0 | 0 | 1 | 0 | 0 | 0 |  | 0 | 0 | 1 | 0 | 0 | 0 | 0.99649 | 0.97937 | 0.99641 | 0.9795 | 0.9984 | 0.99871 | 0.99893 | 0.99906 | 0.99914 | 0.99918 | 0.0001 | 0.0001 | 0.96146 | 0.0001 | 0.0001 | 0.0001 | 0.99715 | 0.97313 | 0.96472 | 0.99482 | 8.8562e-05 | 8.859e-05 | 0.85194 | 8.862e-05 | 8.8627e-05 | 8.8632e-05
646 |  | 0 | 0 | 1 | 0 | 0 | 0 |  | 0 | 0 | 1 | 0 | 0 | 0 | 0.99649 | 0.97939 | 0.99641 | 0.97961 | 0.9984 | 0.99871 | 0.99893 | 0.99906 | 0.99914 | 0.99918 | 0.0001 | 0.0001 | 0.96502 | 0.0001 | 0.0001 | 0.0001 | 0.99715 | 0.97314 | 0.96499 | 0.99484 | 8.8601e-05 | 8.8628e-05 | 0.85547 | 8.8659e-05 | 8.8666e-05 | 8.867e-05
647 |  | 0 | 0 | 1 | 0 | 0 | 0 |  | 0 | 0 | 1 | 0 | 0 | 0 | 0.99649 | 0.97941 | 0.99641 | 0.97971 | 0.9984 | 0.99871 | 0.99893 | 0.99906 | 0.99914 | 0.99918 | 0.0001 | 0.0001 | 0.97149 | 0.0001 | 0.0001 | 0.0001 | 0.99715 | 0.97315 | 0.96526 | 0.99485 | 8.864e-05 | 8.8667e-05 | 0.86157 | 8.8698e-05 | 8.8704e-05 | 8.8709e-05
648 |  | 0 | 0 | 1 | 0 | 0 | 0 |  | 0 | 0 | 1 | 0 | 0 | 0 | 0.99649 | 0.97942 | 0.99641 | 0.97982 | 0.9984 | 0.99871 | 0.99893 | 0.99906 | 0.99914 | 0.99918 | 0.0001 | 0.0001 | 0.96564 | 0.0001 | 0.0001 | 0.0001 | 0.99715 | 0.97316 | 0.96553 | 0.99487 | 8.8678e-05 | 8.8705e-05 | 0.85675 | 8.8736e-05 | 8.8743e-05 | 8.8747e-05
649 |  | 0 | 0 | 1 | 0 | 0 | 0 |  | 0 | 0 | 1 | 0 | 0 | 0 | 0.99649 | 0.97944 | 0.99641 | 0.97992 | 0.9984 | 0.99871 | 0.99893 | 0.99906 | 0.99914 | 0.99918 | 0.0001 | 0.0001 | 0.95751 | 0.0001 | 0.0001 | 0.0001 | 0.99715 | 0.97317 | 0.9658 | 0.99489 | 8.8715e-05 | 8.8742e-05 | 0.8499 | 8.8773e-05 | 8.878e-05 | 8.8784e-05
650 |  | 0 | 0 | 1 | 0 | 0 | 0 |  | 0 | 0 | 1 | 0 | 0 | 0 | 0.99649 | 0.97945 | 0.99641 | 0.98002 | 0.9984 | 0.99871 | 0.99893 | 0.99906 | 0.99914 | 0.99918 | 0.0001 | 0.0001 | 0.96184 | 0.0001 | 0.0001 | 0.0001 | 0.99715 | 0.97318 | 0.96607 | 0.9949 | 8.8753e-05 | 8.878e-05 | 0.85411 | 8.8811e-05 | 8.8818e-05 | 8.8822e-05
651 |  | 0 | 0 | 1 | 0 | 0 | 0 |  | 0 | 0 | 1 | 0 | 0 | 0 | 0.99638 | 0.97946 | 0.99629 | 0.98012 | 0.99835 | 0.99867 | 0.99889 | 0.99903 | 0.99911 | 0.99916 | 0.0001 | 0.0001 | 0.967 | 0.0001 | 0.0001 | 0.0001 | 0.99706 | 0.97319 | 0.96626 | 0.99492 | 8.8748e-05 | 8.8777e-05 | 0.85866 | 8.8808e-05 | 8.8816e-05 | 8.882e-05
652 |  | 0 | 0 | 1 | 0 | 0 | 0 |  | 0 | 0 | 1 | 0 | 0 | 0 | 0.99626 | 0.97948 | 0.99617 | 0.98022 | 0.9983 | 0.99862 | 0.99885 | 0.999 | 0.99908 | 0.99913 | 0.0001 | 0.0001 | 0.96811 | 0.0001 | 0.0001 | 0.0001 | 0.99696 | 0.9732 | 0.96646 | 0.99494 | 8.8744e-05 | 8.8773e-05 | 0.85962 | 8.8806e-05 | 8.8813e-05 | 8.8818e-05
653 |  | 0 | 0 | 1 | 0 | 0 | 0 |  | 0 | 0 | 1 | 0 | 0 | 0 | 0.99614 | 0.97948 | 0.99605 | 0.98031 | 0.99825 | 0.99858 | 0.99882 | 0.99896 | 0.99905 | 0.9991 | 0.0001 | 0.0001 | 0.95795 | 0.0001 | 0.0001 | 0.0001 | 0.99687 | 0.97321 | 0.96665 | 0.99496 | 8.8739e-05 | 8.8769e-05 | 0.85056 | 8.8803e-05 | 8.881e-05 | 8.8815e-05
654 |  | 0 | 0 | 1 | 0 | 0 | 0 |  | 0 | 0 | 1 | 0 | 0 | 0 | 0.99603 | 0.97949 | 0.99593 | 0.9804 | 0.99819 | 0.99854 | 0.99878 | 0.99893 | 0.99902 | 0.99908 | 0.0001 | 0.0001 | 0.96203 | 0.0001 | 0.0001 | 0.0001 | 0.99677 | 0.97322 | 0.96684 | 0.99497 | 8.8734e-05 | 8.8764e-05 | 0.85415 | 8.8799e-05 | 8.8807e-05 | 8.8812e-05
655 |  | 0 | 0 | 1 | 0 | 0 | 0 |  | 0 | 0 | 1 | 0 | 0 | 0 | 0.99591 | 0.97949 | 0.99581 | 0.98048 | 0.99814 | 0.9985 | 0.99875 | 0.9989 | 0.99899 | 0.99905 | 0.0001 | 0.0001 | 0.96624 | 0.0001 | 0.0001 | 0.0001 | 0.99668 | 0.97323 | 0.96703 | 0.99499 | 8.8728e-05 | 8.8759e-05 | 0.85784 | 8.8795e-05 | 8.8803e-05 | 8.8808e-05
656 |  | 0 | 0 | 1 | 0 | 0 | 0 |  | 0 | 0 | 1 | 0 | 0 | 0 | 0.99591 | 0.9795 | 0.99581 | 0.98057 | 0.99814 | 0.9985 | 0.99875 | 0.9989 | 0.99899 | 0.99905 | 0.0001 | 0.0001 | 0.95726 | 0.0001 | 0.0001 | 0.0001 | 0.99668 | 0.97324 | 0.96723 | 0.99501 | 8.8756e-05 | 8.8787e-05 | 0.85014 | 8.8823e-05 | 8.8832e-05 | 8.8837e-05
657 |  | 0 | 0 | 1 | 0 | 0 | 0 |  | 0 | 0 | 1 | 0 | 0 | 0 | 0.99591 | 0.9795 | 0.99581 | 0.98064 | 0.99814 | 0.9985 | 0.99875 | 0.9989 | 0.99899 | 0.99905 | 0.0001 | 0.0001 | 0.95991 | 0.0001 | 0.0001 | 0.0001 | 0.99668 | 0.97325 | 0.96742 | 0.99503 | 8.8783e-05 | 8.8815e-05 | 0.85276 | 8.8851e-05 | 8.8859e-05 | 8.8864e-05
658 |  | 0 | 0 | 1 | 0 | 0 | 0 |  | 0 | 0 | 1 | 0 | 0 | 0 | 0.99591 | 0.9795 | 0.99581 | 0.98072 | 0.99814 | 0.9985 | 0.99875 | 0.9989 | 0.99899 | 0.99905 | 0.0001 | 0.0001 | 0.96329 | 0.0001 | 0.0001 | 0.0001 | 0.99668 | 0.97326 | 0.96761 | 0.99504 | 8.8811e-05 | 8.8842e-05 | 0.85603 | 8.8879e-05 | 8.8887e-05 | 8.8892e-05
659 |  | 0 | 0 | 1 | 0 | 0 | 0 |  | 0 | 0 | 1 | 0 | 0 | 0 | 0.99591 | 0.97949 | 0.99581 | 0.9808 | 0.99814 | 0.9985 | 0.99875 | 0.9989 | 0.99899 | 0.99905 | 0.0001 | 0.0001 | 0.95958 | 0.0001 | 0.0001 | 0.0001 | 0.99668 | 0.97327 | 0.96781 | 0.99506 | 8.8837e-05 | 8.8869e-05 | 0.85299 | 8.8905e-05 | 8.8913e-05 | 8.8918e-05
660 |  | 0 | 0 | 1 | 0 | 0 | 0 |  | 0 | 0 | 1 | 0 | 0 | 0 | 0.99591 | 0.97949 | 0.99581 | 0.98087 | 0.99814 | 0.9985 | 0.99875 | 0.9989 | 0.99899 | 0.99905 | 0.0001 | 0.0001 | 0.95577 | 0.00082 | 0.0001 | 0.0001 | 0.99668 | 0.97328 | 0.968 | 0.99508 | 8.8864e-05 | 8.8896e-05 | 0.84985 | 0.00072924 | 8.894e-05 | 8.8945e-05
661 |  | 0 | 0 | 1 | 0 | 0 | 0 |  | 0 | 0 | 1 | 0 | 0 | 0 | 0.99591 | 0.97948 | 0.99581 | 0.98094 | 0.99814 | 0.9985 | 0.99875 | 0.9989 | 0.99899 | 0.99905 | 0.0001 | 0.0001 | 0.95263 | 0.00097 | 0.0001 | 0.0001 | 0.99668 | 0.97329 | 0.96819 | 0.9951 | 8.889e-05 | 8.8922e-05 | 0.84731 | 0.00086289 | 8.8966e-05 | 8.8971e-05
662 |  | 0 | 0 | 1 | 0 | 0 | 0 |  | 0 | 0 | 1 | 0 | 0 | 0 | 0.99591 | 0.97947 | 0.99581 | 0.98101 | 0.99814 | 0.9985 | 0.99875 | 0.9989 | 0.99899 | 0.99905 | 0.0001 | 0.0001 | 0.95846 | 0.00102 | 0.0001 | 0.0001 | 0.99668 | 0.97331 | 0.96838 | 0.99512 | 8.8916e-05 | 8.8948e-05 | 0.85274 | 0.00090764 | 8.8992e-05 | 8.8997e-05
663 |  | 0 | 0 | 1 | 0 | 0 | 0 |  | 0 | 0 | 1 | 0 | 0 | 0 | 0.99591 | 0.97946 | 0.99581 | 0.98107 | 0.99814 | 0.9985 | 0.99875 | 0.9989 | 0.99899 | 0.99905 | 0.0001 | 0.0001 | 0.95728 | 0.00113 | 0.0001 | 0.0001 | 0.99668 | 0.97332 | 0.96858 | 0.99514 | 8.8941e-05 | 8.8973e-05 | 0.85194 | 0.0010058 | 8.9017e-05 | 8.9022e-05
664 |  | 0 | 0 | 1 | 0 | 0 | 0 |  | 0 | 0 | 1 | 0 | 0 | 0 | 0.99591 | 0.97945 | 0.99581 | 0.98113 | 0.99814 | 0.9985 | 0.99875 | 0.9989 | 0.99899 | 0.99905 | 0.0001 | 0.0001 | 0.95569 | 0.00122 | 0.0001 | 0.0001 | 0.99668 | 0.97333 | 0.96877 | 0.99516 | 8.8967e-05 | 8.8998e-05 | 0.85076 | 0.0010862 | 8.9043e-05 | 8.9048e-05
665 |  | 0 | 0 | 1 | 0 | 0 | 0 |  | 0 | 0 | 1 | 0 | 0 | 0 | 0.99591 | 0.97944 | 0.99581 | 0.98119 | 0.99814 | 0.9985 | 0.99875 | 0.9989 | 0.99899 | 0.99905 | 0.0001 | 0.0001 | 0.95359 | 0.00138 | 0.0001 | 0.0001 | 0.99668 | 0.97334 | 0.96896 | 0.99518 | 8.8991e-05 | 8.9023e-05 | 0.84913 | 0.001229 | 8.9067e-05 | 8.9072e-05
666 |  | 0 | 0 | 1 | 0 | 0 | 0 |  | 0 | 0 | 1 | 0 | 0 | 0 | 0.99579 | 0.97942 | 0.99569 | 0.98125 | 0.99809 | 0.99845 | 0.99871 | 0.99887 | 0.99896 | 0.99902 | 0.0001 | 0.0001 | 0.95517 | 0.0016 | 0.0001 | 0.0001 | 0.99658 | 0.97335 | 0.96916 | 0.9952 | 8.8981e-05 | 8.9014e-05 | 0.85045 | 0.0014248 | 8.9059e-05 | 8.9065e-05
667 |  | 0 | 0 | 1 | 0 | 0 | 0 |  | 0 | 0 | 1 | 0 | 0 | 0 | 0.99568 | 0.9794 | 0.99558 | 0.9813 | 0.99803 | 0.99841 | 0.99868 | 0.99884 | 0.99893 | 0.99899 | 0.0001 | 0.0001 | 0.95696 | 0.00205 | 0.0001 | 0.0001 | 0.99649 | 0.97337 | 0.96935 | 0.99522 | 8.8971e-05 | 8.9004e-05 | 0.85196 | 0.0018254 | 8.9051e-05 | 8.9056e-05
668 |  | 0 | 0 | 1 | 0 | 0 | 0 |  | 0 | 0 | 1 | 0 | 0 | 0 | 0.99556 | 0.97939 | 0.99546 | 0.98135 | 0.99798 | 0.99837 | 0.99864 | 0.99881 | 0.99891 | 0.99897 | 0.0001 | 0.0001 | 0.95156 | 0.00242 | 0.0001 | 0.0001 | 0.99639 | 0.97338 | 0.96954 | 0.99524 | 8.896e-05 | 8.8995e-05 | 0.84707 | 0.0021546 | 8.9043e-05 | 8.9048e-05
669 |  | 0 | 0 | 1 | 0 | 0 | 0 |  | 0 | 0 | 1 | 0 | 0 | 0 | 0.99544 | 0.97936 | 0.99534 | 0.9814 | 0.99793 | 0.99832 | 0.9986 | 0.99878 | 0.99888 | 0.99894 | 0.0001 | 0.0001 | 0.95431 | 0.00354 | 0.0001 | 0.0001 | 0.9963 | 0.97339 | 0.96973 | 0.99526 | 8.8949e-05 | 8.8984e-05 | 0.84942 | 0.0031515 | 8.9033e-05 | 8.9039e-05
670 |  | 0 | 0 | 1 | 0 | 0 | 0 |  | 0 | 0 | 1 | 0 | 0 | 0 | 0.99533 | 0.97934 | 0.99522 | 0.98144 | 0.99787 | 0.99828 | 0.99857 | 0.99874 | 0.99885 | 0.99891 | 0.0001 | 0.0001 | 0.95548 | 0.00514 | 0.0001 | 0.0001 | 0.9962 | 0.97341 | 0.96993 | 0.99528 | 8.8937e-05 | 8.8974e-05 | 0.85037 | 0.0045754 | 8.9024e-05 | 8.903e-05
671 |  | 0 | 0 | 1 | 0 | 0 | 0 |  | 0 | 0 | 1 | 0 | 0 | 0 | 0.99533 | 0.97932 | 0.99522 | 0.98148 | 0.99787 | 0.99828 | 0.99857 | 0.99874 | 0.99885 | 0.99891 | 0.0001 | 0.0001 | 0.95791 | 0.00814 | 0.0001 | 0.0001 | 0.9962 | 0.97342 | 0.97012 | 0.9953 | 8.896e-05 | 8.8996e-05 | 0.85275 | 0.0072476 | 8.9046e-05 | 8.9052e-05
672 |  | 0 | 0 | 1 | 0 | 0 | 0 |  | 0 | 0 | 1 | 0 | 0 | 0 | 0.99533 | 0.97929 | 0.99522 | 0.98152 | 0.99787 | 0.99828 | 0.99857 | 0.99874 | 0.99885 | 0.99891 | 0.0001 | 0.0001 | 0.95326 | 0.0133 | 0.0001 | 0.0001 | 0.9962 | 0.97343 | 0.97031 | 0.99532 | 8.8982e-05 | 8.9018e-05 | 0.84882 | 0.011845 | 8.9069e-05 | 8.9074e-05
673 |  | 0 | 0 | 1 | 0 | 0 | 0 |  | 0 | 0 | 1 | 0 | 0 | 0 | 0.99533 | 0.97927 | 0.99522 | 0.98156 | 0.99787 | 0.99828 | 0.99857 | 0.99874 | 0.99885 | 0.99891 | 0.0001 | 0.0001 | 0.95198 | 0.02126 | 0.0001 | 0.0001 | 0.9962 | 0.97344 | 0.97051 | 0.99535 | 8.9003e-05 | 8.9039e-05 | 0.84788 | 0.018939 | 8.909e-05 | 8.9096e-05
674 |  | 0 | 0 | 1 | 0 | 0 | 0 |  | 0 | 0 | 1 | 0 | 0 | 0 | 0.99533 | 0.97924 | 0.99522 | 0.98159 | 0.99787 | 0.99828 | 0.99857 | 0.99874 | 0.99885 | 0.99891 | 0.0001 | 0.0001 | 0.94849 | 0.0315 | 0.0001 | 0.0001 | 0.9962 | 0.97346 | 0.9707 | 0.99537 | 8.9025e-05 | 8.9061e-05 | 0.84498 | 0.028067 | 8.9112e-05 | 8.9117e-05
675 |  | 0 | 0 | 1 | 0 | 0 | 0 |  | 0 | 0 | 1 | 0 | 0 | 0 | 0.99533 | 0.97921 | 0.99522 | 0.98162 | 0.99787 | 0.99828 | 0.99857 | 0.99874 | 0.99885 | 0.99891 | 0.0001 | 0.0001 | 0.951 | 0.04325 | 0.0001 | 0.0001 | 0.9962 | 0.97347 | 0.97089 | 0.99539 | 8.9045e-05 | 8.9082e-05 | 0.84741 | 0.038546 | 8.9132e-05 | 8.9138e-05
676 |  | 0 | 0 | 1 | 0 | 0 | 0 |  | 0 | 0 | 1 | 0 | 0 | 0 | 0.99533 | 0.97917 | 0.99522 | 0.98165 | 0.99787 | 0.99828 | 0.99857 | 0.99874 | 0.99885 | 0.99891 | 0.0001 | 0.0001 | 0.94407 | 0.05533 | 0.0001 | 0.0001 | 0.9962 | 0.97348 | 0.97098 | 0.99541 | 8.9056e-05 | 8.9093e-05 | 0.84134 | 0.049318 | 8.9143e-05 | 8.9149e-05
677 |  | 0 | 0 | 1 | 1 | 0 | 0 |  | 0 | 0 | 1 | 0 | 0 | 0 | 0.99533 | 0.97914 | 0.99522 | 0.98168 | 0.99787 | 0.99828 | 0.99857 | 0.99874 | 0.99885 | 0.99891 | 0.0001 | 0.0001 | 0.9322 | 0.06904 | 0.0001 | 0.0001 | 0.9962 | 0.9735 | 0.97107 | 0.99543 | 8.9067e-05 | 8.9103e-05 | 0.83086 | 0.061545 | 8.9154e-05 | 8.916e-05
678 |  | 0 | 0 | 1 | 1 | 0 | 0 |  | 0 | 0 | 1 | 0 | 0 | 0 | 0.99533 | 0.97911 | 0.99522 | 0.9817 | 0.99787 | 0.99828 | 0.99857 | 0.99874 | 0.99885 | 0.99891 | 0.0001 | 0.0001 | 0.91665 | 0.08211 | 0.0001 | 0.0001 | 0.9962 | 0.97351 | 0.97116 | 0.99545 | 8.9077e-05 | 8.9114e-05 | 0.8171 | 0.073205 | 8.9165e-05 | 8.917e-05
679 |  | 0 | 0 | 1 | 1 | 0 | 0 |  | 0 | 0 | 0.98 | 0.02 | 0 | 0 | 0.99533 | 0.97907 | 0.99522 | 0.98172 | 0.99787 | 0.99828 | 0.99857 | 0.99874 | 0.99885 | 0.99891 | 0.0001 | 0.0001 | 0.90268 | 0.0963 | 0.0001 | 0.0001 | 0.9962 | 0.97352 | 0.97125 | 0.99548 | 8.9087e-05 | 8.9124e-05 | 0.80473 | 0.085866 | 8.9174e-05 | 8.918e-05
680 |  | 0 | 0 | 1 | 1 | 0 | 0 |  | 0 | 0 | 0.94 | 0.06 | 0 | 0 | 0.99533 | 0.97903 | 0.99522 | 0.98174 | 0.99787 | 0.99828 | 0.99857 | 0.99874 | 0.99885 | 0.99891 | 0.0001 | 0.0001 | 0.88969 | 0.11557 | 0.0001 | 0.0001 | 0.9962 | 0.97353 | 0.97134 | 0.9955 | 8.9097e-05 | 8.9133e-05 | 0.79324 | 0.10306 | 8.9184e-05 | 8.919e-05
681 |  | 0 | 0 | 1 | 1 | 0 | 0 |  | 0 | 0 | 0.9 | 0.1 | 0 | 0 | 0.99533 | 0.97899 | 0.99522 | 0.98176 | 0.99787 | 0.99828 | 0.99857 | 0.99874 | 0.99885 | 0.99891 | 0.0001 | 0.0001 | 0.86989 | 0.13611 | 0.0001 | 0.0001 | 0.9962 | 0.97355 | 0.97143 | 0.99552 | 8.9106e-05 | 8.9142e-05 | 0.77566 | 0.12139 | 8.9193e-05 | 8.9199e-05
682 |  | 0 | 0 | 1 | 1 | 0 | 0 |  | 0 | 0 | 0.86 | 0.14 | 0 | 0 | 0.99533 | 0.97895 | 0.99522 | 0.98177 | 0.99787 | 0.99828 | 0.99857 | 0.99874 | 0.99885 | 0.99891 | 0.0001 | 0.0001 | 0.84704 | 0.16113 | 0.0001 | 0.0001 | 0.9962 | 0.97356 | 0.97152 | 0.99554 | 8.9115e-05 | 8.9151e-05 | 0.75537 | 0.14372 | 8.9202e-05 | 8.9208e-05
683 |  | 0 | 0 | 1 | 1 | 0 | 0 |  | 0 | 0 | 0.82 | 0.18 | 0 | 0 | 0.99533 | 0.97891 | 0.99522 | 0.98178 | 0.99787 | 0.99828 | 0.99857 | 0.99874 | 0.99885 | 0.99891 | 0.0001 | 0.0001 | 0.81518 | 0.18817 | 0.0001 | 0.0001 | 0.9962 | 0.97357 | 0.97161 | 0.99557 | 8.9123e-05 | 8.916e-05 | 0.72702 | 0.16785 | 8.9211e-05 | 8.9216e-05
684 |  | 0 | 0 | 1 | 1 | 0 | 0 |  | 0 | 0 | 0.78 | 0.22 | 0 | 0 | 0.99533 | 0.97886 | 0.99522 | 0.98179 | 0.99787 | 0.99828 | 0.99857 | 0.99874 | 0.99885 | 0.99891 | 0.0001 | 0.0001 | 0.78417 | 0.2177 | 0.0001 | 0.0001 | 0.9962 | 0.97359 | 0.97169 | 0.99559 | 8.9132e-05 | 8.9168e-05 | 0.69943 | 0.19421 | 8.9219e-05 | 8.9225e-05
685 |  | 0 | 0 | 1 | 1 | 0 | 0 |  | 0 | 0 | 0.74 | 0.26 | 0 | 0 | 0.99533 | 0.97882 | 0.99522 | 0.9818 | 0.99787 | 0.99828 | 0.99857 | 0.99874 | 0.99885 | 0.99891 | 0.0001 | 0.0001 | 0.75037 | 0.24778 | 0.0001 | 0.0001 | 0.9962 | 0.9736 | 0.97178 | 0.99561 | 8.914e-05 | 8.9176e-05 | 0.66934 | 0.22106 | 8.9227e-05 | 8.9232e-05
686 |  | 0 | 0 | 1 | 1 | 0 | 0 |  | 0 | 0 | 0.7 | 0.3 | 0 | 0 | 0.99521 | 0.97877 | 0.9951 | 0.9818 | 0.99782 | 0.99824 | 0.99853 | 0.99871 | 0.99882 | 0.99888 | 0.0001 | 0.0001 | 0.71006 | 0.2803 | 0.0001 | 0.0001 | 0.99611 | 0.97361 | 0.97187 | 0.99564 | 8.9113e-05 | 8.915e-05 | 0.63321 | 0.25001 | 8.9202e-05 | 8.9208e-05
687 |  | 0 | 0 | 1 | 1 | 0 | 0 |  | 0 | 0 | 0.66 | 0.34 | 0 | 0 | 0.99509 | 0.97872 | 0.99498 | 0.9818 | 0.99777 | 0.99819 | 0.9985 | 0.99868 | 0.99879 | 0.99886 | 0.0001 | 0.0001 | 0.66516 | 0.31691 | 0.0001 | 0.0001 | 0.99601 | 0.97362 | 0.97196 | 0.99566 | 8.9086e-05 | 8.9124e-05 | 0.59299 | 0.28258 | 8.9177e-05 | 8.9183e-05
688 |  | 0 | 0 | 1 | 1 | 0 | 0 |  | 0 | 0 | 0.62 | 0.38 | 0 | 0 | 0.99498 | 0.97867 | 0.99486 | 0.9818 | 0.99771 | 0.99815 | 0.99846 | 0.99865 | 0.99876 | 0.99883 | 0.0001 | 0.0001 | 0.62162 | 0.35369 | 0.0001 | 0.0001 | 0.99592 | 0.97364 | 0.97205 | 0.99568 | 8.9058e-05 | 8.9097e-05 | 0.55402 | 0.31529 | 8.9152e-05 | 8.9158e-05
689 |  | 0 | 0 | 1 | 1 | 0 | 0 |  | 0 | 0 | 0.58 | 0.42 | 0 | 0 | 0.99486 | 0.97862 | 0.99474 | 0.9818 | 0.99766 | 0.99811 | 0.99843 | 0.99862 | 0.99873 | 0.9988 | 0.0001 | 0.0001 | 0.57589 | 0.38995 | 0.0001 | 0.0001 | 0.99582 | 0.97365 | 0.97214 | 0.99571 | 8.903e-05 | 8.907e-05 | 0.51311 | 0.34751 | 8.9126e-05 | 8.9132e-05
690 |  | 0 | 0 | 1 | 1 | 0 | 0 |  | 0 | 0 | 0.54 | 0.46 | 0 | 0 | 0.99474 | 0.97857 | 0.99462 | 0.98179 | 0.99761 | 0.99807 | 0.99839 | 0.99859 | 0.9987 | 0.99878 | 0.0001 | 0.0001 | 0.52528 | 0.42982 | 0.0001 | 0.0001 | 0.99573 | 0.97366 | 0.97223 | 0.99573 | 8.9003e-05 | 8.9043e-05 | 0.46788 | 0.38293 | 8.91e-05 | 8.9107e-05
691 |  | 0 | 0 | 1 | 1 | 0 | 0 |  | 0 | 0 | 0.5 | 0.5 | 0 | 0 | 0.99474 | 0.97852 | 0.99462 | 0.98179 | 0.99761 | 0.99807 | 0.99839 | 0.99859 | 0.9987 | 0.99878 | 0.0001 | 0.0001 | 0.4798 | 0.471 | 0.0001 | 0.0001 | 0.99573 | 0.97368 | 0.97232 | 0.99576 | 8.9008e-05 | 8.9049e-05 | 0.4274 | 0.41964 | 8.9106e-05 | 8.9113e-05
692 |  | 0 | 0 | 1 | 1 | 0 | 0 |  | 0 | 0 | 0.46 | 0.54 | 0 | 0 | 0.99474 | 0.97846 | 0.99462 | 0.98178 | 0.99761 | 0.99807 | 0.99839 | 0.99859 | 0.9987 | 0.99878 | 0.0001 | 0.0001 | 0.43032 | 0.51732 | 0.0001 | 0.0001 | 0.99573 | 0.97369 | 0.97241 | 0.99578 | 8.9014e-05 | 8.9055e-05 | 0.38335 | 0.46094 | 8.9112e-05 | 8.9118e-05
693 |  | 0 | 0 | 1 | 1 | 0 | 0 |  | 0 | 0 | 0.42 | 0.58 | 0 | 0 | 0.99474 | 0.97841 | 0.99462 | 0.98176 | 0.99761 | 0.99807 | 0.99839 | 0.99859 | 0.9987 | 0.99878 | 0.0001 | 0.0001 | 0.38548 | 0.56441 | 0.0001 | 0.0001 | 0.99573 | 0.9737 | 0.9725 | 0.9958 | 8.9019e-05 | 8.906e-05 | 0.34342 | 0.50293 | 8.9117e-05 | 8.9124e-05
694 |  | 0 | 0 | 1 | 1 | 0 | 0 |  | 0 | 0 | 0.38 | 0.62 | 0 | 0 | 0.99474 | 0.97835 | 0.99462 | 0.98175 | 0.99761 | 0.99807 | 0.99839 | 0.99859 | 0.9987 | 0.99878 | 0.0001 | 0.0001 | 0.33428 | 0.61616 | 0.0001 | 0.0001 | 0.99573 | 0.97371 | 0.97259 | 0.99583 | 8.9025e-05 | 8.9065e-05 | 0.29782 | 0.54907 | 8.9122e-05 | 8.9129e-05
695 |  | 0 | 0 | 1 | 1 | 0 | 0 |  | 0 | 0 | 0.34 | 0.66 | 0 | 0 | 0.99474 | 0.97829 | 0.99462 | 0.98173 | 0.99761 | 0.99807 | 0.99839 | 0.99859 | 0.9987 | 0.99878 | 0.0001 | 0.0001 | 0.28468 | 0.66404 | 0.0001 | 0.0001 | 0.99573 | 0.97373 | 0.97268 | 0.99585 | 8.9029e-05 | 8.907e-05 | 0.25365 | 0.59177 | 8.9127e-05 | 8.9133e-05
696 |  | 0 | 0 | 1 | 1 | 0 | 0 |  | 0 | 0 | 0.3 | 0.7 | 0 | 0 | 0.99474 | 0.97824 | 0.99462 | 0.98172 | 0.99761 | 0.99807 | 0.99839 | 0.99859 | 0.9987 | 0.99878 | 0.0001 | 0.0001 | 0.23772 | 0.71664 | 0.0001 | 0.0001 | 0.99573 | 0.97374 | 0.97277 | 0.99588 | 8.9034e-05 | 8.9075e-05 | 0.21182 | 0.63868 | 8.9132e-05 | 8.9138e-05
697 |  | 0 | 0 | 1 | 1 | 0 | 0 |  | 0 | 0 | 0.26 | 0.74 | 0 | 0 | 0.99474 | 0.97818 | 0.99462 | 0.9817 | 0.99761 | 0.99807 | 0.99839 | 0.99859 | 0.9987 | 0.99878 | 0.0001 | 0.0001 | 0.1958 | 0.76488 | 0.0001 | 0.0001 | 0.99573 | 0.97375 | 0.97286 | 0.9959 | 8.9038e-05 | 8.9079e-05 | 0.17447 | 0.6817 | 8.9136e-05 | 8.9142e-05
698 |  | 0 | 0 | 1 | 1 | 0 | 0 |  | 0 | 0 | 0.22 | 0.78 | 0 | 0 | 0.99474 | 0.97811 | 0.99462 | 0.98168 | 0.99761 | 0.99807 | 0.99839 | 0.99859 | 0.9987 | 0.99878 | 0.0001 | 0.0001 | 0.14584 | 0.81875 | 0.0001 | 0.0001 | 0.99573 | 0.97376 | 0.97294 | 0.99593 | 8.9042e-05 | 8.9083e-05 | 0.12996 | 0.72975 | 8.914e-05 | 8.9147e-05
699 |  | 0 | 0 | 1 | 1 | 0 | 0 |  | 0 | 0 | 0.18 | 0.82 | 0 | 0 | 0.99474 | 0.97805 | 0.99462 | 0.98165 | 0.99761 | 0.99807 | 0.99839 | 0.99859 | 0.9987 | 0.99878 | 0.0001 | 0.0001 | 0.11151 | 0.86225 | 0.0001 | 0.0001 | 0.99573 | 0.97378 | 0.97303 | 0.99595 | 8.9046e-05 | 8.9087e-05 | 0.099373 | 0.76855 | 8.9144e-05 | 8.915e-05
700 |  | 0 | 0 | 1 | 1 | 0 | 0 |  | 0 | 0 | 0.14 | 0.86 | 0 | 0 | 0.99474 | 0.97799 | 0.99462 | 0.98163 | 0.99761 | 0.99807 | 0.99839 | 0.99859 | 0.9987 | 0.99878 | 0.0001 | 0.0001 | 0.07878 | 0.8983 | 0.0001 | 0.0001 | 0.99573 | 0.97379 | 0.97312 | 0.99598 | 8.905e-05 | 8.9091e-05 | 0.070208 | 0.80072 | 8.9148e-05 | 8.9154e-05
701 |  | 0 | 0 | 1 | 1 | 0 | 0 |  | 0 | 0 | 0.1 | 0.9 | 0 | 0 | 0.99474 | 0.97793 | 0.99462 | 0.9816 | 0.99761 | 0.99807 | 0.99839 | 0.99859 | 0.9987 | 0.99878 | 0.0001 | 0.0001 | 0.05042 | 0.92897 | 0.0001 | 0.0001 | 0.99573 | 0.9738 | 0.97319 | 0.996 | 8.9051e-05 | 8.9092e-05 | 0.044935 | 0.82807 | 8.9149e-05 | 8.9155e-05
702 |  | 0 | 0 | 1 | 1 | 0 | 0 |  | 0 | 0 | 0.06 | 0.94 | 0 | 0 | 0.99474 | 0.97786 | 0.99462 | 0.98157 | 0.99761 | 0.99807 | 0.99839 | 0.99859 | 0.9987 | 0.99878 | 0.0001 | 0.0001 | 0.035 | 0.95065 | 0.0001 | 0.0001 | 0.99573 | 0.97382 | 0.97325 | 0.99603 | 8.9052e-05 | 8.9093e-05 | 0.031193 | 0.8474 | 8.915e-05 | 8.9156e-05
703 |  | 0 | 0 | 1 | 1 | 0 | 0 |  | 0 | 0 | 0.02 | 0.98 | 0 | 0 | 0.99474 | 0.9778 | 0.99462 | 0.98154 | 0.99761 | 0.99807 | 0.99839 | 0.99859 | 0.9987 | 0.99878 | 0.0001 | 0.0001 | 0.01845 | 0.96453 | 0.0001 | 0.0001 | 0.99573 | 0.97383 | 0.97332 | 0.99605 | 8.9053e-05 | 8.9094e-05 | 0.016443 | 0.85979 | 8.9151e-05 | 8.9157e-05
704 |  | 0 | 0 | 1 | 1 | 0 | 0 |  | 0 | 0 | 0 | 1 | 0 | 0 | 0.99474 | 0.97773 | 0.99462 | 0.98151 | 0.99761 | 0.99807 | 0.99839 | 0.99859 | 0.9987 | 0.99878 | 0.0001 | 0.0001 | 0.00999 | 0.97163 | 0.0001 | 0.0001 | 0.99573 | 0.97384 | 0.97338 | 0.99608 | 8.9054e-05 | 8.9094e-05 | 0.0089034 | 0.86612 | 8.9151e-05 | 8.9158e-05
705 |  | 0 | 0 | 1 | 1 | 0 | 0 |  | 0 | 0 | 0 | 1 | 0 | 0 | 0.99474 | 0.97766 | 0.99462 | 0.98148 | 0.99761 | 0.99807 | 0.99839 | 0.99859 | 0.9987 | 0.99878 | 0.0001 | 0.0001 | 0.00645 | 0.97573 | 0.0001 | 0.0001 | 0.99573 | 0.97386 | 0.97345 | 0.9961 | 8.9054e-05 | 8.9095e-05 | 0.0057485 | 0.86978 | 8.9152e-05 | 8.9158e-05
706 |  | 0 | 0 | 1 | 1 | 0 | 0 |  | 0 | 0 | 0 | 1 | 0 | 0 | 0.99474 | 0.9776 | 0.99462 | 0.98144 | 0.99761 | 0.99807 | 0.99839 | 0.99859 | 0.9987 | 0.99878 | 0.0001 | 0.0001 | 0.0043 | 0.97664 | 0.0001 | 0.0001 | 0.99573 | 0.97387 | 0.97352 | 0.99613 | 8.9054e-05 | 8.9095e-05 | 0.0038323 | 0.87059 | 8.9152e-05 | 8.9158e-05
707 |  | 0 | 0 | 0 | 1 | 0 | 0 |  | 0 | 0 | 0 | 1 | 0 | 0 | 0.99474 | 0.97753 | 0.99462 | 0.9814 | 0.99761 | 0.99807 | 0.99839 | 0.99859 | 0.9987 | 0.99878 | 0.0001 | 0.0001 | 0.00354 | 0.978 | 0.0001 | 0.0001 | 0.99573 | 0.97389 | 0.97358 | 0.99615 | 8.9054e-05 | 8.9095e-05 | 0.003155 | 0.8718 | 8.9152e-05 | 8.9158e-05
708 |  | 0 | 0 | 0 | 1 | 0 | 0 |  | 0 | 0 | 0 | 1 | 0 | 0 | 0.99474 | 0.97746 | 0.99462 | 0.98137 | 0.99761 | 0.99807 | 0.99839 | 0.99859 | 0.9987 | 0.99878 | 0.0001 | 0.0001 | 0.00063 | 0.97914 | 0.0001 | 0.0001 | 0.99573 | 0.9739 | 0.97365 | 0.99618 | 8.9054e-05 | 8.9095e-05 | 0.00056148 | 0.87282 | 8.9152e-05 | 8.9158e-05
709 |  | 0 | 0 | 0 | 1 | 0 | 0 |  | 0 | 0 | 0 | 1 | 0 | 0 | 0.99474 | 0.97739 | 0.99462 | 0.98133 | 0.99761 | 0.99807 | 0.99839 | 0.99859 | 0.9987 | 0.99878 | 0.0001 | 0.0001 | 0.00116 | 0.97949 | 0.0001 | 0.0001 | 0.99573 | 0.97391 | 0.97371 | 0.99621 | 8.9053e-05 | 8.9094e-05 | 0.0010338 | 0.87312 | 8.9151e-05 | 8.9158e-05
710 |  | 0 | 0 | 0 | 1 | 0 | 0 |  | 0 | 0 | 0 | 1 | 0 | 0 | 0.99474 | 0.97732 | 0.99462 | 0.98129 | 0.99761 | 0.99807 | 0.99839 | 0.99859 | 0.9987 | 0.99878 | 0.0001 | 0.0001 | 0.00079 | 0.97788 | 0.0001 | 0.0001 | 0.99573 | 0.97393 | 0.97378 | 0.99623 | 8.9053e-05 | 8.9094e-05 | 0.00070407 | 0.87168 | 8.9151e-05 | 8.9157e-05
711 |  | 0 | 0 | 0 | 1 | 0 | 0 |  | 0 | 0 | 0 | 1 | 0 | 0 | 0.99474 | 0.97725 | 0.99462 | 0.98124 | 0.99761 | 0.99807 | 0.99839 | 0.99859 | 0.9987 | 0.99878 | 0.0001 | 0.0001 | 0.0006 | 0.9799 | 0.0001 | 0.0001 | 0.99573 | 0.97394 | 0.97384 | 0.99626 | 8.9052e-05 | 8.9093e-05 | 0.00053473 | 0.87348 | 8.915e-05 | 8.9156e-05
712 |  | 0 | 0 | 0 | 1 | 0 | 0 |  | 0 | 0 | 0 | 1 | 0 | 0 | 0.99474 | 0.97718 | 0.99462 | 0.9812 | 0.99761 | 0.99807 | 0.99839 | 0.99859 | 0.9987 | 0.99878 | 0.0001 | 0.0001 | 0.00032 | 0.97997 | 0.0001 | 0.0001 | 0.99573 | 0.97396 | 0.97391 | 0.99628 | 8.9051e-05 | 8.9092e-05 | 0.00028519 | 0.87353 | 8.9149e-05 | 8.9156e-05
713 |  | 0 | 0 | 0 | 1 | 0 | 0 |  | 0 | 0 | 0 | 1 | 0 | 0 | 0.99474 | 0.97711 | 0.99462 | 0.98115 | 0.99761 | 0.99807 | 0.99839 | 0.99859 | 0.9987 | 0.99878 | 0.0001 | 0.0001 | 0.00056 | 0.98002 | 0.0001 | 0.0001 | 0.99573 | 0.97397 | 0.97397 | 0.99631 | 8.905e-05 | 8.9091e-05 | 0.00049907 | 0.87357 | 8.9148e-05 | 8.9154e-05
714 |  | 0 | 0 | 0 | 1 | 0 | 0 |  | 0 | 0 | 0 | 1 | 0 | 0 | 0.99474 | 0.97703 | 0.99462 | 0.98111 | 0.99761 | 0.99807 | 0.99839 | 0.99859 | 0.9987 | 0.99878 | 0.0001 | 0.0001 | 0.00051 | 0.98202 | 0.0001 | 0.0001 | 0.99573 | 0.97398 | 0.97404 | 0.99633 | 8.9049e-05 | 8.909e-05 | 0.00045451 | 0.87534 | 8.9147e-05 | 8.9153e-05
715 |  | 0 | 0 | 0 | 1 | 0 | 0 |  | 0 | 0 | 0 | 1 | 0 | 0 | 0.99474 | 0.97696 | 0.99462 | 0.98106 | 0.99761 | 0.99807 | 0.99839 | 0.99859 | 0.9987 | 0.99878 | 0.0001 | 0.0001 | 0 | 0.9822 | 0.0001 | 0.0001 | 0.99573 | 0.974 | 0.9741 | 0.99636 | 8.9047e-05 | 8.9088e-05 | 0 | 0.87548 | 8.9145e-05 | 8.9152e-05
716 |  | 0 | 0 | 0 | 1 | 0 | 0 |  | 0 | 0 | 0 | 1 | 0 | 0 | 0.99463 | 0.97689 | 0.9945 | 0.98101 | 0.99755 | 0.99802 | 0.99835 | 0.99856 | 0.99868 | 0.99875 | 0.0001 | 0.0001 | 0.00017 | 0.97895 | 0.0001 | 0.0001 | 0.99563 | 0.97401 | 0.97417 | 0.99639 | 8.9012e-05 | 8.9054e-05 | 0.00015144 | 0.87226 | 8.9112e-05 | 8.9118e-05
717 |  | 0 | 0 | 0 | 1 | 0 | 0 |  | 0 | 0 | 0 | 1 | 0 | 0 | 0.99451 | 0.97681 | 0.99438 | 0.98096 | 0.9975 | 0.99798 | 0.99832 | 0.99852 | 0.99865 | 0.99872 | 0.0001 | 0.0001 | 0.00061 | 0.9819 | 0.0001 | 0.0001 | 0.99554 | 0.97403 | 0.97423 | 0.99641 | 8.8976e-05 | 8.9018e-05 | 0.0005432 | 0.87455 | 8.9078e-05 | 8.9085e-05
718 |  | 0 | 0 | 0 | 1 | 0 | 0 |  | 0 | 0 | 0 | 1 | 0 | 0 | 0.99439 | 0.97674 | 0.99426 | 0.98091 | 0.99745 | 0.99794 | 0.99828 | 0.99849 | 0.99862 | 0.99869 | 0.0001 | 0.0001 | 0.00043376 | 0.98187 | 0.0001 | 0.0001 | 0.99545 | 0.97404 | 0.9743 | 0.99644 | 8.894e-05 | 8.8983e-05 | 0.00038611 | 0.87419 | 8.9044e-05 | 8.9051e-05
719 |  | 0 | 0 | 0 | 1 | 0 | 0 |  | 0 | 0 | 0 | 1 | 0 | 0 | 0.99428 | 0.97667 | 0.99414 | 0.98085 | 0.9974 | 0.99789 | 0.99825 | 0.99846 | 0.99859 | 0.99867 | 0.0001 | 0.0001 | 0.00037285 | 0.9806 | 0.0001 | 0.0001 | 0.99535 | 0.97406 | 0.97436 | 0.99647 | 8.8904e-05 | 8.8948e-05 | 0.00033176 | 0.87272 | 8.901e-05 | 8.9017e-05
720 |  | 0 | 0 | 0 | 1 | 0 | 0 |  | 0 | 0 | 0 | 1 | 0 | 0 | 0.99416 | 0.97659 | 0.99402 | 0.9808 | 0.99734 | 0.99785 | 0.99821 | 0.99843 | 0.99856 | 0.99864 | 0.0001 | 0.0001 | 0 | 0.98218 | 0.0001 | 0.0001 | 0.99526 | 0.97407 | 0.97443 | 0.99649 | 8.8867e-05 | 8.8913e-05 | 0 | 0.87379 | 8.8976e-05 | 8.8983e-05
721 |  | 0 | 0 | 0 | 1 | 0 | 0 |  | 0 | 0 | 0 | 1 | 0 | 0 | 0.99404 | 0.97652 | 0.99391 | 0.98075 | 0.99729 | 0.99781 | 0.99817 | 0.9984 | 0.99853 | 0.99861 | 0.0001 | 0.0001 | 3.6705e-05 | 0.97985 | 0.0001 | 0.0001 | 0.99516 | 0.97409 | 0.97449 | 0.99652 | 8.8831e-05 | 8.8877e-05 | 3.2634e-05 | 0.87138 | 8.8942e-05 | 8.8949e-05
722 |  | 0 | 0 | 0 | 1 | 0 | 0 |  | 0 | 0 | 0 | 1 | 0 | 0 | 0.99393 | 0.97644 | 0.99379 | 0.98069 | 0.99724 | 0.99777 | 0.99814 | 0.99837 | 0.9985 | 0.99859 | 0.0001 | 0.0001 | 3.5388e-05 | 0.97598 | 0.0001 | 0.0001 | 0.99507 | 0.9741 | 0.97456 | 0.99655 | 8.8795e-05 | 8.8842e-05 | 3.1451e-05 | 0.8676 | 8.8908e-05 | 8.8915e-05
723 |  | 0 | 0 | 0 | 1 | 0 | 0 |  | 0 | 0 | 0 | 1 | 0 | 0 | 0.99381 | 0.97637 | 0.99367 | 0.98064 | 0.99718 | 0.99772 | 0.9981 | 0.99834 | 0.99847 | 0.99856 | 0.0001 | 0.0001 | 3.408e-05 | 0.97443 | 0.0001 | 0.0001 | 0.99497 | 0.97412 | 0.97462 | 0.99657 | 8.8758e-05 | 8.8806e-05 | 3.0277e-05 | 0.86589 | 8.8873e-05 | 8.8881e-05
724 |  | 0 | 0 | 0 | 1 | 0 | 0 |  | 0 | 0 | 0 | 1 | 0 | 0 | 0.99369 | 0.97629 | 0.99355 | 0.98058 | 0.99713 | 0.99768 | 0.99807 | 0.9983 | 0.99845 | 0.99853 | 0.0001 | 0.0001 | 3.1474e-05 | 0.97137 | 0.0001 | 0.0001 | 0.99488 | 0.97414 | 0.97469 | 0.9966 | 8.8722e-05 | 8.8771e-05 | 2.7951e-05 | 0.86283 | 8.8839e-05 | 8.8847e-05
725 |  | 0 | 0 | 0 | 1 | 0 | 0 |  | 0 | 0 | 0 | 1 | 0 | 0 | 0.99358 | 0.97622 | 0.99343 | 0.98052 | 0.99708 | 0.99764 | 0.99803 | 0.99827 | 0.99842 | 0.9985 | 0.0001 | 0.0001 | 2.8876e-05 | 0.97035 | 0.0001 | 0.0001 | 0.99478 | 0.97415 | 0.97475 | 0.99663 | 8.8685e-05 | 8.8735e-05 | 2.5634e-05 | 0.86159 | 8.8804e-05 | 8.8812e-05
726 |  | 0 | 0 | 0 | 1 | 0 | 0 |  | 0 | 0 | 0 | 1 | 0 | 0 | 0.99358 | 0.97614 | 0.99343 | 0.98046 | 0.99708 | 0.99764 | 0.99803 | 0.99827 | 0.99842 | 0.9985 | 0.0001 | 0.0001 | 2.6759e-05 | 0.96918 | 0.0001 | 0.0001 | 0.99478 | 0.97417 | 0.97502 | 0.99665 | 8.8701e-05 | 8.8751e-05 | 2.3758e-05 | 0.86071 | 8.882e-05 | 8.8828e-05
727 |  | 0 | 0 | 0 | 1 | 0 | 0 |  | 0 | 0 | 0 | 1 | 0 | 0 | 0.99358 | 0.97607 | 0.99343 | 0.9804 | 0.99708 | 0.99764 | 0.99803 | 0.99827 | 0.99842 | 0.9985 | 0.0001 | 0.0001 | 2.4637e-05 | 0.96944 | 0.0001 | 0.0001 | 0.99478 | 0.97418 | 0.97529 | 0.99668 | 8.8717e-05 | 8.8767e-05 | 2.1878e-05 | 0.86109 | 8.8836e-05 | 8.8844e-05
728 |  | 0 | 0 | 0 | 1 | 0 | 0 |  | 0 | 0 | 0 | 1 | 0 | 0 | 0.99358 | 0.97599 | 0.99343 | 0.98034 | 0.99708 | 0.99764 | 0.99803 | 0.99827 | 0.99842 | 0.9985 | 0.0001 | 0.0001 | 2.3799e-05 | 0.96832 | 0.0001 | 0.0001 | 0.99478 | 0.9742 | 0.97556 | 0.99671 | 8.8733e-05 | 8.8783e-05 | 2.1138e-05 | 0.86025 | 8.8852e-05 | 8.886e-05
729 |  | 0 | 0 | 0 | 1 | 0 | 0 |  | 0 | 0 | 0 | 1 | 0 | 0 | 0.99358 | 0.97591 | 0.99343 | 0.98028 | 0.99708 | 0.99764 | 0.99803 | 0.99827 | 0.99842 | 0.9985 | 0.0001 | 0.0001 | 2.2963e-05 | 0.96765 | 0.0001 | 0.0001 | 0.99478 | 0.97422 | 0.97583 | 0.99673 | 8.8749e-05 | 8.8799e-05 | 2.0399e-05 | 0.85981 | 8.8868e-05 | 8.8876e-05
730 |  | 0 | 0 | 0 | 1 | 0 | 0 |  | 0 | 0 | 0 | 1 | 0 | 0 | 0.99358 | 0.97584 | 0.99343 | 0.98022 | 0.99708 | 0.99764 | 0.99803 | 0.99827 | 0.99842 | 0.9985 | 0.0001 | 0.0001 | 2.1677e-05 | 0.96812 | 0.0001 | 0.0001 | 0.99478 | 0.97423 | 0.9761 | 0.99676 | 8.8765e-05 | 8.8815e-05 | 1.926e-05 | 0.86038 | 8.8884e-05 | 8.8892e-05
731 |  | 0 | 0 | 0 | 1 | 0 | 0 |  | 0 | 0 | 0 | 1 | 0 | 0 | 0.99369 | 0.97576 | 0.99355 | 0.98015 | 0.99713 | 0.99768 | 0.99807 | 0.9983 | 0.99845 | 0.99853 | 0.0001 | 0.0001 | 2.0391e-05 | 0.96748 | 0.0001 | 0.0001 | 0.99488 | 0.97425 | 0.97637 | 0.99679 | 8.8815e-05 | 8.8864e-05 | 1.8127e-05 | 0.86028 | 8.8932e-05 | 8.894e-05
732 |  | 0 | 0 | 0 | 1 | 0 | 0 |  | 0 | 0 | 0 | 1 | 0 | 0 | 0.99381 | 0.97569 | 0.99367 | 0.98009 | 0.99718 | 0.99772 | 0.9981 | 0.99834 | 0.99847 | 0.99856 | 0.0001 | 0.0001 | 1.9306e-05 | 0.9684 | 0.0001 | 0.0001 | 0.99497 | 0.97427 | 0.97664 | 0.99682 | 8.8865e-05 | 8.8913e-05 | 1.7172e-05 | 0.86157 | 8.898e-05 | 8.8988e-05
733 |  | 0 | 0 | 0 | 1 | 0 | 0 |  | 0 | 0 | 0 | 1 | 0 | 0 | 0.99393 | 0.97561 | 0.99379 | 0.98003 | 0.99724 | 0.99777 | 0.99814 | 0.99837 | 0.9985 | 0.99859 | 0.0001 | 0.0001 | 1.8223e-05 | 0.96886 | 0.0001 | 0.0001 | 0.99507 | 0.97428 | 0.97691 | 0.99684 | 8.8915e-05 | 8.8962e-05 | 1.6218e-05 | 0.86244 | 8.9028e-05 | 8.9036e-05
734 |  | 0 | 0 | 0 | 1 | 0 | 0 |  | 0 | 0 | 0 | 1 | 0 | 0 | 0.99404 | 0.97554 | 0.99391 | 0.97996 | 0.99729 | 0.99781 | 0.99817 | 0.9984 | 0.99853 | 0.99861 | 0.0001 | 0.0001 | 1.7435e-05 | 0.97071 | 0.0001 | 0.0001 | 0.99516 | 0.9743 | 0.97718 | 0.99687 | 8.8965e-05 | 8.9012e-05 | 1.5525e-05 | 0.86456 | 8.9076e-05 | 8.9083e-05
735 |  | 0 | 0 | 0 | 1 | 0 | 0 |  | 0 | 0 | 0 | 1 | 0 | 0 | 0.99416 | 0.97546 | 0.99402 | 0.9799 | 0.99734 | 0.99785 | 0.99821 | 0.99843 | 0.99856 | 0.99864 | 0.0001 | 0.0001 | 1.6643e-05 | 0.96994 | 0.0001 | 0.0001 | 0.99526 | 0.97432 | 0.97745 | 0.9969 | 8.9015e-05 | 8.9061e-05 | 1.4828e-05 | 0.86434 | 8.9124e-05 | 8.9131e-05
736 |  | 0 | 0 | 0 | 1 | 0 | 0 |  | 0 | 0 | 0 | 1 | 0 | 0 | 0.99416 | 0.97539 | 0.99402 | 0.97983 | 0.99734 | 0.99785 | 0.99821 | 0.99843 | 0.99856 | 0.99864 | 0.0001 | 0.0001 | 1.5961e-05 | 0.97432 | 0.0001 | 0.0001 | 0.99526 | 0.97433 | 0.97771 | 0.99692 | 8.9031e-05 | 8.9077e-05 | 1.4222e-05 | 0.8684 | 8.914e-05 | 8.9147e-05
737 |  | 0 | 0 | 0 | 1 | 0 | 0 |  | 0 | 0 | 0 | 1 | 0 | 0 | 0.99416 | 0.97531 | 0.99402 | 0.97977 | 0.99734 | 0.99785 | 0.99821 | 0.99843 | 0.99856 | 0.99864 | 0.0001 | 0.0001 | 1.5269e-05 | 0.97895 | 0.0001 | 0.0001 | 0.99526 | 0.97435 | 0.97798 | 0.99695 | 8.9047e-05 | 8.9092e-05 | 1.3608e-05 | 0.87268 | 8.9156e-05 | 8.9163e-05
738 |  | 0 | 0 | 0 | 1 | 0 | 0 |  | 0 | 0 | 0 | 1 | 0 | 0 | 0.99416 | 0.97524 | 0.99402 | 0.9797 | 0.99734 | 0.99785 | 0.99821 | 0.99843 | 0.99856 | 0.99864 | 0.0001 | 0.0001 | 1.4721e-05 | 0.98116 | 0.0001 | 0.0001 | 0.99526 | 0.97437 | 0.97825 | 0.99698 | 8.9063e-05 | 8.9108e-05 | 1.3123e-05 | 0.8748 | 8.9172e-05 | 8.9179e-05
739 |  | 0 | 0 | 0 | 1 | 0 | 0 |  | 0 | 0 | 0 | 1 | 0 | 0 | 0.99416 | 0.97516 | 0.99402 | 0.97963 | 0.99734 | 0.99785 | 0.99821 | 0.99843 | 0.99856 | 0.99864 | 0.0001 | 0.0001 | 1.4164e-05 | 0.98564 | 0.0001 | 0.0001 | 0.99526 | 0.97439 | 0.97852 | 0.99701 | 8.9079e-05 | 8.9124e-05 | 1.2628e-05 | 0.87895 | 8.9187e-05 | 8.9194e-05
740 |  | 0 | 0 | 0 | 1 | 0 | 0 |  | 0 | 0 | 0 | 1 | 0 | 0 | 0.99416 | 0.97509 | 0.99402 | 0.97957 | 0.99734 | 0.99785 | 0.99821 | 0.99843 | 0.99856 | 0.99864 | 0.0001 | 0.0001 | 1.3834e-05 | 0.98628 | 0.0001 | 0.0001 | 0.99526 | 0.9744 | 0.97879 | 0.99703 | 8.9094e-05 | 8.914e-05 | 1.2336e-05 | 0.87968 | 8.9203e-05 | 8.921e-05
741 |  | 0 | 0 | 0 | 1 | 0 | 0 |  | 0 | 0 | 0 | 1 | 0 | 0 | 0.99416 | 0.97502 | 0.99402 | 0.9795 | 0.99734 | 0.99785 | 0.99821 | 0.99843 | 0.99856 | 0.99864 | 0.0001 | 0.0001 | 1.3504e-05 | 0.98493 | 0.0001 | 0.0001 | 0.99526 | 0.97442 | 0.97906 | 0.99706 | 8.911e-05 | 8.9156e-05 | 1.2044e-05 | 0.87863 | 8.9219e-05 | 8.9226e-05
742 |  | 0 | 0 | 0 | 1 | 0 | 0 |  | 0 | 0 | 0 | 1 | 0 | 0 | 0.99416 | 0.97494 | 0.99402 | 0.97943 | 0.99734 | 0.99785 | 0.99821 | 0.99843 | 0.99856 | 0.99864 | 0.0001 | 0.0001 | 1.273e-05 | 0.98812 | 0.0001 | 0.0001 | 0.99526 | 0.97444 | 0.97933 | 0.99709 | 8.9126e-05 | 8.9171e-05 | 1.1356e-05 | 0.88163 | 8.9235e-05 | 8.9242e-05
743 |  | 0 | 0 | 0 | 1 | 0 | 0 |  | 0 | 0 | 0 | 1 | 0 | 0 | 0.99416 | 0.97487 | 0.99402 | 0.97936 | 0.99734 | 0.99785 | 0.99821 | 0.99843 | 0.99856 | 0.99864 | 0.0001 | 0.0001 | 1.1959e-05 | 0.98641 | 0.0001 | 0.0001 | 0.99526 | 0.97446 | 0.9796 | 0.99711 | 8.9142e-05 | 8.9187e-05 | 1.067e-05 | 0.88026 | 8.9251e-05 | 8.9258e-05
744 |  | 0 | 0 | 0 | 1 | 0 | 0 |  | 0 | 0 | 0 | 1 | 0 | 0 | 0.99416 | 0.9748 | 0.99402 | 0.9793 | 0.99734 | 0.99785 | 0.99821 | 0.99843 | 0.99856 | 0.99864 | 0.0001 | 0.0001 | 1.1651e-05 | 0.98385 | 0.0001 | 0.0001 | 0.99526 | 0.97448 | 0.97987 | 0.99714 | 8.9158e-05 | 8.9203e-05 | 1.0397e-05 | 0.87813 | 8.9267e-05 | 8.9274e-05
745 |  | 0 | 0 | 0 | 1 | 0 | 0 |  | 0 | 0 | 0 | 1 | 0 | 0 | 0.99416 | 0.97473 | 0.99402 | 0.97923 | 0.99734 | 0.99785 | 0.99821 | 0.99843 | 0.99856 | 0.99864 | 0.0001 | 0.0001 | 1.1341e-05 | 0.98424 | 0.0001 | 0.0001 | 0.99526 | 0.9745 | 0.98014 | 0.99717 | 8.9173e-05 | 8.9219e-05 | 1.0122e-05 | 0.87864 | 8.9282e-05 | 8.929e-05
746 |  | 0 | 0 | 0 | 1 | 0 | 0 |  | 0 | 0 | 0 | 1 | 0 | 0 | 0.99416 | 0.97465 | 0.99402 | 0.97916 | 0.99734 | 0.99785 | 0.99821 | 0.99843 | 0.99856 | 0.99864 | 0.0001 | 0.0001 | 1.1102e-05 | 0.98402 | 0.0001 | 0.0001 | 0.99526 | 0.97452 | 0.98041 | 0.9972 | 8.9189e-05 | 8.9235e-05 | 9.9104e-06 | 0.8786 | 8.9298e-05 | 8.9305e-05
747 |  | 0 | 0 | 0 | 1 | 0 | 0 |  | 0 | 0 | 0 | 1 | 0 | 0 | 0.99416 | 0.97458 | 0.99402 | 0.97909 | 0.99734 | 0.99785 | 0.99821 | 0.99843 | 0.99856 | 0.99864 | 0.0001 | 0.0001 | 1.0854e-05 | 0.98696 | 0.0001 | 0.0001 | 0.99526 | 0.97454 | 0.98068 | 0.99722 | 8.9205e-05 | 8.9251e-05 | 9.6909e-06 | 0.88138 | 8.9314e-05 | 8.9322e-05
748 |  | 0 | 0 | 0 | 1 | 0 | 0 |  | 0 | 0 | 0 | 1 | 0 | 0 | 0.99416 | 0.97451 | 0.99402 | 0.97902 | 0.99734 | 0.99785 | 0.99821 | 0.99843 | 0.99856 | 0.99864 | 0.0001 | 0.0001 | 1.0418e-05 | 0.98555 | 0.0001 | 0.0001 | 0.99526 | 0.97456 | 0.98095 | 0.99725 | 8.9221e-05 | 8.9267e-05 | 9.3028e-06 | 0.88028 | 8.933e-05 | 8.9338e-05
749 |  | 0 | 0 | 0 | 1 | 0 | 0 |  | 0 | 0 | 0 | 1 | 0 | 0 | 0.99416 | 0.97444 | 0.99402 | 0.97895 | 0.99734 | 0.99785 | 0.99821 | 0.99843 | 0.99856 | 0.99864 | 0.0001 | 0.0001 | 9.9796e-06 | 0.98571 | 0.0001 | 0.0001 | 0.99526 | 0.97458 | 0.98122 | 0.99728 | 8.9238e-05 | 8.9283e-05 | 8.9133e-06 | 0.88058 | 8.9347e-05 | 8.9354e-05
750 |  | 0 | 0 | 0 | 1 | 0 | 0 |  | 0 | 0 | 0 | 1 | 0 | 0 | 0.99416 | 0.97437 | 0.99402 | 0.97888 | 0.99734 | 0.99785 | 0.99821 | 0.99843 | 0.99856 | 0.99864 | 0.0001 | 0.0001 | 9.814e-06 | 0.98586 | 0.0001 | 0.0001 | 0.99526 | 0.9746 | 0.98149 | 0.99731 | 8.9254e-05 | 8.9299e-05 | 8.767e-06 | 0.88088 | 8.9363e-05 | 8.937e-05
751 |  | 0 | 0 | 0 | 1 | 0 | 0 |  | 0 | 0 | 0 | 1 | 0 | 0 | 0.99416 | 0.9743 | 0.99402 | 0.97882 | 0.99734 | 0.99785 | 0.99821 | 0.99843 | 0.99856 | 0.99864 | 0.0001 | 0.0001 | 9.646e-06 | 0.98484 | 0.0001 | 0.0001 | 0.99526 | 0.97462 | 0.98169 | 0.99733 | 8.9264e-05 | 8.9309e-05 | 8.6179e-06 | 0.88006 | 8.9373e-05 | 8.938e-05
752 |  | 0 | 0 | 0 | 1 | 0 | 0 |  | 0 | 0 | 0 | 1 | 0 | 0 | 0.99416 | 0.97424 | 0.99402 | 0.97875 | 0.99734 | 0.99785 | 0.99821 | 0.99843 | 0.99856 | 0.99864 | 0.0001 | 0.0001 | 9.4962e-06 | 0.98525 | 0.0001 | 0.0001 | 0.99526 | 0.97464 | 0.98188 | 0.99736 | 8.9273e-05 | 8.9319e-05 | 8.485e-06 | 0.88052 | 8.9382e-05 | 8.9389e-05
753 |  | 0 | 0 | 0 | 1 | 0 | 0 |  | 0 | 0 | 0 | 1 | 0 | 0 | 0.99416 | 0.97417 | 0.99402 | 0.97868 | 0.99734 | 0.99785 | 0.99821 | 0.99843 | 0.99856 | 0.99864 | 0.0001 | 0.0001 | 9.3486e-06 | 0.98673 | 0.0001 | 0.0001 | 0.99526 | 0.97466 | 0.98208 | 0.99739 | 8.9283e-05 | 8.9329e-05 | 8.354e-06 | 0.88195 | 8.9392e-05 | 8.9399e-05
754 |  | 0 | 0 | 0 | 1 | 0 | 0 |  | 0 | 0 | 0 | 1 | 0 | 0 | 0.99416 | 0.9741 | 0.99402 | 0.97861 | 0.99734 | 0.99785 | 0.99821 | 0.99843 | 0.99856 | 0.99864 | 0.0001 | 0.0001 | 9.0979e-06 | 0.98571 | 0.0001 | 0.0001 | 0.99526 | 0.97468 | 0.98228 | 0.99742 | 8.9293e-05 | 8.9339e-05 | 8.1309e-06 | 0.88113 | 8.9402e-05 | 8.9409e-05
755 |  | 0 | 0 | 0 | 1 | 0 | 0 |  | 0 | 0 | 0 | 1 | 0 | 0 | 0.99416 | 0.97403 | 0.99402 | 0.97854 | 0.99734 | 0.99785 | 0.99821 | 0.99843 | 0.99856 | 0.99864 | 0.0001 | 0.0001 | 8.8521e-06 | 0.98638 | 0.0001 | 0.0001 | 0.99526 | 0.9747 | 0.98248 | 0.99744 | 8.9303e-05 | 8.9349e-05 | 7.9121e-06 | 0.88183 | 8.9412e-05 | 8.9419e-05
756 |  | 0 | 0 | 0 | 1 | 0 | 0 |  | 0 | 0 | 0 | 1 | 0 | 0 | 0.99428 | 0.97397 | 0.99414 | 0.97847 | 0.9974 | 0.99789 | 0.99825 | 0.99846 | 0.99859 | 0.99867 | 0.0001 | 0.0001 | 8.4905e-06 | 0.98606 | 0.0001 | 0.0001 | 0.99535 | 0.97472 | 0.98268 | 0.99747 | 8.9348e-05 | 8.9393e-05 | 7.5925e-06 | 0.88197 | 8.9455e-05 | 8.9462e-05
757 |  | 0 | 0 | 0 | 1 | 0 | 0 |  | 0 | 0 | 0 | 1 | 0 | 0 | 0.99439 | 0.9739 | 0.99426 | 0.97841 | 0.99745 | 0.99794 | 0.99828 | 0.99849 | 0.99862 | 0.99869 | 0.0001 | 0.0001 | 8.1293e-06 | 0.98594 | 0.0001 | 0.0001 | 0.99545 | 0.97474 | 0.98288 | 0.9975 | 8.9393e-05 | 8.9436e-05 | 7.2731e-06 | 0.88228 | 8.9497e-05 | 8.9504e-05
758 |  | 0 | 0 | 0 | 1 | 0 | 0 |  | 0 | 0 | 0 | 1 | 0 | 0 | 0.99451 | 0.97384 | 0.99438 | 0.97834 | 0.9975 | 0.99798 | 0.99832 | 0.99852 | 0.99865 | 0.99872 | 0.0001 | 0.0001 | 8.2229e-06 | 0.98535 | 0.0001 | 0.0001 | 0.99554 | 0.97476 | 0.98307 | 0.99752 | 8.9437e-05 | 8.948e-05 | 7.3604e-06 | 0.88218 | 8.954e-05 | 8.9547e-05
759 |  | 0 | 0 | 0 | 1 | 0 | 0 |  | 0 | 0 | 0 | 1 | 0 | 0 | 0.99463 | 0.97377 | 0.9945 | 0.97827 | 0.99755 | 0.99802 | 0.99835 | 0.99856 | 0.99868 | 0.99875 | 0.0001 | 0.0001 | 8.3164e-06 | 0.98558 | 0.0001 | 0.0001 | 0.99563 | 0.97478 | 0.98327 | 0.99755 | 8.9482e-05 | 8.9524e-05 | 7.4477e-06 | 0.88281 | 8.9583e-05 | 8.959e-05
760 |  | 0 | 0 | 0 | 1 | 0 | 0 |  | 0 | 0 | 0 | 1 | 0 | 0 | 0.99474 | 0.97371 | 0.99462 | 0.97821 | 0.99761 | 0.99807 | 0.99839 | 0.99859 | 0.9987 | 0.99878 | 0.0001 | 0.0001 | 8.0806e-06 | 0.98465 | 0.0001 | 0.0001 | 0.99573 | 0.97481 | 0.98347 | 0.99758 | 8.9528e-05 | 8.9569e-05 | 7.24e-06 | 0.8824 | 8.9626e-05 | 8.9632e-05
761 |  | 0 | 0 | 0 | 1 | 0 | 0 |  | 0 | 0 | 0 | 1 | 0 | 0 | 0.99474 | 0.97365 | 0.99462 | 0.97814 | 0.99761 | 0.99807 | 0.99839 | 0.99859 | 0.9987 | 0.99878 | 0.0001 | 0.0001 | 7.8412e-06 | 0.98355 | 0.0001 | 0.0001 | 0.99573 | 0.97483 | 0.98367 | 0.99761 | 8.9538e-05 | 8.958e-05 | 7.0263e-06 | 0.88152 | 8.9637e-05 | 8.9643e-05
762 |  | 0 | 0 | 0 | 1 | 0 | 0 |  | 0 | 0 | 0 | 1 | 0 | 0 | 0.99474 | 0.97359 | 0.99462 | 0.97807 | 0.99761 | 0.99807 | 0.99839 | 0.99859 | 0.9987 | 0.99878 | 0.0001 | 0.0001 | 8.086e-06 | 0.98366 | 0.0001 | 0.0001 | 0.99573 | 0.97485 | 0.98387 | 0.99763 | 8.9549e-05 | 8.959e-05 | 7.2466e-06 | 0.88172 | 8.9648e-05 | 8.9654e-05
763 |  | 0 | 0 | 0 | 1 | 0 | 0 |  | 0 | 0 | 0 | 1 | 0 | 0 | 0.99474 | 0.97353 | 0.99462 | 0.97801 | 0.99761 | 0.99807 | 0.99839 | 0.99859 | 0.9987 | 0.99878 | 0.0001 | 0.0001 | 8.3325e-06 | 0.98343 | 0.0001 | 0.0001 | 0.99573 | 0.97487 | 0.98407 | 0.99766 | 8.956e-05 | 8.9601e-05 | 7.4685e-06 | 0.88163 | 8.9659e-05 | 8.9665e-05
764 |  | 0 | 0 | 0 | 1 | 0 | 0 |  | 0 | 0 | 0 | 1 | 0 | 0 | 0.99474 | 0.97347 | 0.99462 | 0.97794 | 0.99761 | 0.99807 | 0.99839 | 0.99859 | 0.9987 | 0.99878 | 0.0001 | 0.0001 | 8.075e-06 | 0.98411 | 0.0001 | 0.0001 | 0.99573 | 0.9749 | 0.98426 | 0.99769 | 8.9571e-05 | 8.9612e-05 | 7.2386e-06 | 0.88234 | 8.967e-05 | 8.9676e-05
765 |  | 0 | 0 | 0 | 1 | 0 | 0 |  | 0 | 0 | 0 | 1 | 0 | 0 | 0.99474 | 0.97341 | 0.99462 | 0.97788 | 0.99761 | 0.99807 | 0.99839 | 0.99859 | 0.9987 | 0.99878 | 0.0001 | 0.0001 | 7.8194e-06 | 0.98361 | 0.0001 | 0.0001 | 0.99573 | 0.97492 | 0.98446 | 0.99772 | 8.9582e-05 | 8.9624e-05 | 7.0103e-06 | 0.88201 | 8.9681e-05 | 8.9687e-05
766 |  | 0 | 0 | 0 | 1 | 0 | 0 |  | 0 | 0 | 0 | 1 | 0 | 0 | 0.99474 | 0.97335 | 0.99462 | 0.97781 | 0.99761 | 0.99807 | 0.99839 | 0.99859 | 0.9987 | 0.99878 | 0.0001 | 0.0001 | 7.6621e-06 | 0.98481 | 0.0001 | 0.0001 | 0.99573 | 0.97494 | 0.98466 | 0.99774 | 8.9594e-05 | 8.9635e-05 | 6.8702e-06 | 0.88319 | 8.9692e-05 | 8.9699e-05
767 |  | 0 | 0 | 0 | 1 | 0 | 0 |  | 0 | 0 | 0 | 1 | 0 | 0 | 0.99474 | 0.97329 | 0.99462 | 0.97775 | 0.99761 | 0.99807 | 0.99839 | 0.99859 | 0.9987 | 0.99878 | 0.0001 | 0.0001 | 7.5018e-06 | 0.98315 | 0.0001 | 0.0001 | 0.99573 | 0.97497 | 0.98486 | 0.99777 | 8.9605e-05 | 8.9647e-05 | 6.7273e-06 | 0.88182 | 8.9704e-05 | 8.971e-05
768 |  | 0 | 0 | 0 | 1 | 0 | 0 |  | 0 | 0 | 0 | 1 | 0 | 0 | 0.99474 | 0.97324 | 0.99462 | 0.97768 | 0.99761 | 0.99807 | 0.99839 | 0.99859 | 0.9987 | 0.99878 | 0.0001 | 0.0001 | 7.4216e-06 | 0.98447 | 0.0001 | 0.0001 | 0.99573 | 0.97499 | 0.98506 | 0.9978 | 8.9617e-05 | 8.9658e-05 | 6.6562e-06 | 0.88312 | 8.9716e-05 | 8.9722e-05
769 |  | 0 | 0 | 0 | 1 | 0 | 0 |  | 0 | 0 | 0 | 1 | 0 | 0 | 0.99474 | 0.97318 | 0.99462 | 0.97762 | 0.99761 | 0.99807 | 0.99839 | 0.99859 | 0.9987 | 0.99878 | 0.0001 | 0.0001 | 7.3401e-06 | 0.98279 | 0.0001 | 0.0001 | 0.99573 | 0.97502 | 0.98526 | 0.99782 | 8.9629e-05 | 8.967e-05 | 6.584e-06 | 0.88173 | 8.9727e-05 | 8.9734e-05
770 |  | 0 | 0 | 0 | 1 | 0 | 0 |  | 0 | 0 | 0 | 1 | 0 | 0 | 0.99474 | 0.97313 | 0.99462 | 0.97756 | 0.99761 | 0.99807 | 0.99839 | 0.99859 | 0.9987 | 0.99878 | 0.0001 | 0.0001 | 7.0593e-06 | 0.98136 | 0.0001 | 0.0001 | 0.99573 | 0.97504 | 0.98545 | 0.99785 | 8.9641e-05 | 8.9682e-05 | 6.333e-06 | 0.88056 | 8.9739e-05 | 8.9746e-05
771 |  | 0 | 0 | 0 | 1 | 0 | 0 |  | 0 | 0 | 0 | 1 | 0 | 0 | 0.99486 | 0.97307 | 0.99474 | 0.9775 | 0.99766 | 0.99811 | 0.99843 | 0.99862 | 0.99873 | 0.9988 | 0.0001 | 0.0001 | 6.7735e-06 | 0.98071 | 0.0001 | 0.0001 | 0.99582 | 0.97507 | 0.98565 | 0.99788 | 8.9688e-05 | 8.9728e-05 | 6.0797e-06 | 0.88042 | 8.9784e-05 | 8.979e-05
772 |  | 0 | 0 | 0 | 1 | 0 | 0 |  | 0 | 0 | 0 | 1 | 0 | 0 | 0.99498 | 0.97302 | 0.99486 | 0.97743 | 0.99771 | 0.99815 | 0.99846 | 0.99865 | 0.99876 | 0.99883 | 0.0001 | 0.0001 | 6.6269e-06 | 0.98049 | 0.0001 | 0.0001 | 0.99592 | 0.97509 | 0.98585 | 0.99791 | 8.9734e-05 | 8.9774e-05 | 5.951e-06 | 0.88066 | 8.9829e-05 | 8.9835e-05
773 |  | 0 | 0 | 0 | 1 | 0 | 0 |  | 0 | 0 | 0 | 1 | 0 | 0 | 0.99509 | 0.97297 | 0.99498 | 0.97737 | 0.99777 | 0.99819 | 0.9985 | 0.99868 | 0.99879 | 0.99886 | 0.0001 | 0.0001 | 6.481e-06 | 0.9797 | 0.0001 | 0.0001 | 0.99601 | 0.97512 | 0.98605 | 0.99793 | 8.9782e-05 | 8.982e-05 | 5.823e-06 | 0.8804 | 8.9874e-05 | 8.988e-05
774 |  | 0 | 0 | 0 | 1 | 0 | 0 |  | 0 | 0 | 0 | 1 | 0 | 0 | 0.99521 | 0.97292 | 0.9951 | 0.97731 | 0.99782 | 0.99824 | 0.99853 | 0.99871 | 0.99882 | 0.99888 | 0.0001 | 0.0001 | 6.609e-06 | 0.97783 | 0.0001 | 0.0001 | 0.99611 | 0.97514 | 0.98625 | 0.99796 | 8.9829e-05 | 8.9866e-05 | 5.941e-06 | 0.87916 | 8.9918e-05 | 8.9924e-05
775 |  | 0 | 0 | 0 | 1 | 0 | 0 |  | 0 | 0 | 0 | 1 | 0 | 0 | 0.99533 | 0.97287 | 0.99522 | 0.97725 | 0.99787 | 0.99828 | 0.99857 | 0.99874 | 0.99885 | 0.99891 | 0.0001 | 0.0001 | 6.7398e-06 | 0.97958 | 0 | 0.0001 | 0.9962 | 0.97517 | 0.98644 | 0.99799 | 8.9876e-05 | 8.9912e-05 | 6.0617e-06 | 0.88117 | 0 | 8.9969e-05
776 |  | 0 | 0 | 0 | 1 | 0 | 0 |  | 0 | 0 | 0 | 1 | 0 | 0 | 0.99533 | 0.97282 | 0.99522 | 0.97719 | 0.99787 | 0.99828 | 0.99857 | 0.99874 | 0.99885 | 0.99891 | 0.0001 | 0.0001 | 6.7603e-06 | 0.9789 | 0 | 0.0001 | 0.9962 | 0.97519 | 0.98629 | 0.99801 | 8.9857e-05 | 8.9894e-05 | 6.0789e-06 | 0.88038 | 0 | 8.9951e-05
777 |  | 0 | 0 | 0 | 1 | 0 | 0 |  | 0 | 0 | 0 | 1 | 0 | 0 | 0.99533 | 0.97277 | 0.99522 | 0.97714 | 0.99787 | 0.99828 | 0.99857 | 0.99874 | 0.99885 | 0.99891 | 0.0001 | 0.0001 | 6.7814e-06 | 0.97962 | 0 | 0.0001 | 0.9962 | 0.97522 | 0.98615 | 0.99804 | 8.9839e-05 | 8.9876e-05 | 6.0966e-06 | 0.88085 | 0 | 8.9932e-05
778 |  | 0 | 0 | 0 | 1 | 0 | 0 |  | 0 | 0 | 0 | 1 | 0 | 0 | 0.99533 | 0.97272 | 0.99522 | 0.97708 | 0.99787 | 0.99828 | 0.99857 | 0.99874 | 0.99885 | 0.99891 | 0.0001 | 0.0001 | 6.4714e-06 | 0.98024 | 0.00011 | 0.0001 | 0.9962 | 0.97525 | 0.986 | 0.99807 | 8.9821e-05 | 8.9857e-05 | 5.8167e-06 | 0.88123 | 9.8899e-05 | 8.9914e-05
779 |  | 0 | 0 | 0 | 1 | 0 | 0 |  | 0 | 0 | 0 | 1 | 0 | 0 | 0.99533 | 0.97268 | 0.99522 | 0.97702 | 0.99787 | 0.99828 | 0.99857 | 0.99874 | 0.99885 | 0.99891 | 0.0001 | 0.0001 | 6.1626e-06 | 0.98119 | 0.00015 | 0.0001 | 0.9962 | 0.97528 | 0.98585 | 0.9981 | 8.9803e-05 | 8.984e-05 | 5.5381e-06 | 0.88191 | 0.00013484 | 8.9896e-05
780 |  | 0 | 0 | 0 | 1 | 0 | 0 |  | 0 | 0 | 0 | 1 | 0 | 0 | 0.99533 | 0.97263 | 0.99522 | 0.97696 | 0.99787 | 0.99828 | 0.99857 | 0.99874 | 0.99885 | 0.99891 | 0.0001 | 0.0001 | 6.2828e-06 | 0.9799 | 0.00019 | 0.0001 | 0.9962 | 0.9753 | 0.98571 | 0.99812 | 8.9785e-05 | 8.9822e-05 | 5.6449e-06 | 0.88057 | 0.00017076 | 8.9878e-05
781 |  | 0 | 0 | 0 | 1 | 0 | 0 |  | 0 | 0 | 0 | 1 | 0 | 0 | 0.99533 | 0.97259 | 0.99522 | 0.97691 | 0.99787 | 0.99828 | 0.99857 | 0.99874 | 0.99885 | 0.99891 | 0.0001 | 0.0001 | 6.4065e-06 | 0.98184 | 5e-05 | 0.0001 | 0.9962 | 0.97533 | 0.98556 | 0.99815 | 8.9768e-05 | 8.9804e-05 | 5.7549e-06 | 0.88214 | 4.4928e-05 | 8.9861e-05
782 |  | 0 | 0 | 0 | 1 | 0 | 0 |  | 0 | 0 | 0 | 1 | 0 | 0 | 0.99533 | 0.97254 | 0.99522 | 0.97685 | 0.99787 | 0.99828 | 0.99857 | 0.99874 | 0.99885 | 0.99891 | 0.0001 | 0.0001 | 6.3788e-06 | 0.98039 | 5e-05 | 0.0001 | 0.9962 | 0.97536 | 0.98541 | 0.99818 | 8.975e-05 | 8.9787e-05 | 5.729e-06 | 0.88067 | 4.4919e-05 | 8.9844e-05
783 |  | 0 | 0 | 0 | 1 | 0 | 0 |  | 0 | 0 | 0 | 1 | 0 | 0 | 0.99533 | 0.9725 | 0.99522 | 0.9768 | 0.99787 | 0.99828 | 0.99857 | 0.99874 | 0.99885 | 0.99891 | 0.0001 | 0.0001 | 6.3498e-06 | 0.98104 | 0.0001 | 0.0001 | 0.9962 | 0.97539 | 0.98527 | 0.9982 | 8.9733e-05 | 8.977e-05 | 5.7018e-06 | 0.88109 | 8.9821e-05 | 8.9826e-05
784 |  | 0 | 0 | 0 | 1 | 0 | 0 |  | 0 | 0 | 0 | 1 | 0 | 0 | 0.99533 | 0.97246 | 0.99522 | 0.97674 | 0.99787 | 0.99828 | 0.99857 | 0.99874 | 0.99885 | 0.99891 | 0.0001 | 0.0001 | 6.1046e-06 | 0.98001 | 5e-05 | 0.0001 | 0.9962 | 0.97542 | 0.98512 | 0.99823 | 8.9716e-05 | 8.9753e-05 | 5.4806e-06 | 0.87999 | 4.4902e-05 | 8.9809e-05
785 |  | 0 | 0 | 0 | 1 | 0 | 0 |  | 0 | 0 | 0 | 1 | 0 | 0 | 0.99533 | 0.97242 | 0.99522 | 0.97669 | 0.99787 | 0.99828 | 0.99857 | 0.99874 | 0.99885 | 0.99891 | 0.0001 | 0.0001 | 5.8579e-06 | 0.98063 | 6e-05 | 0.0001 | 0.9962 | 0.97545 | 0.98497 | 0.99826 | 8.9699e-05 | 8.9736e-05 | 5.2581e-06 | 0.88039 | 5.3872e-05 | 8.9793e-05
786 |  | 0 | 0 | 0 | 1 | 0 | 0 |  | 0 | 0 | 0 | 1 | 0 | 0 | 0.99533 | 0.97238 | 0.99522 | 0.97664 | 0.99787 | 0.99828 | 0.99857 | 0.99874 | 0.99885 | 0.99891 | 0.0001 | 0.0001 | 5.9876e-06 | 0.98216 | 0.00013 | 0.0001 | 0.9962 | 0.97548 | 0.98483 | 0.99828 | 8.9683e-05 | 8.9719e-05 | 5.3736e-06 | 0.8816 | 0.0001167 | 8.9776e-05
787 |  | 0 | 0 | 0 | 1 | 0 | 0 |  | 0 | 0 | 0 | 1 | 0 | 0 | 0.99533 | 0.97235 | 0.99522 | 0.97659 | 0.99787 | 0.99828 | 0.99857 | 0.99874 | 0.99885 | 0.99891 | 0.0001 | 0.0001 | 6.1181e-06 | 0.98034 | 0.00017 | 0.0001 | 0.9962 | 0.97551 | 0.98468 | 0.99831 | 8.9666e-05 | 8.9703e-05 | 5.4897e-06 | 0.8798 | 0.00015258 | 8.976e-05
788 |  | 0 | 0 | 0 | 1 | 0 | 0 |  | 0 | 0 | 0 | 1 | 0 | 0 | 0.99533 | 0.97231 | 0.99522 | 0.97654 | 0.99787 | 0.99828 | 0.99857 | 0.99874 | 0.99885 | 0.99891 | 0.0001 | 0.0001 | 5.8676e-06 | 0.98168 | 6e-05 | 0.0001 | 0.9962 | 0.97554 | 0.98453 | 0.99834 | 8.965e-05 | 8.9687e-05 | 5.264e-06 | 0.88084 | 5.3843e-05 | 8.9743e-05
789 |  | 0 | 0 | 0 | 1 | 0 | 0 |  | 0 | 0 | 0 | 1 | 0 | 0 | 0.99533 | 0.97227 | 0.99522 | 0.97649 | 0.99787 | 0.99828 | 0.99857 | 0.99874 | 0.99885 | 0.99891 | 0.0001 | 0.0001 | 5.6151e-06 | 0.98351 | 0.00013 | 0.0001 | 0.9962 | 0.97557 | 0.98438 | 0.99836 | 8.9634e-05 | 8.9671e-05 | 5.0365e-06 | 0.88233 | 0.00011664 | 8.9727e-05
790 |  | 0 | 0 | 0 | 1 | 0 | 0 |  | 0 | 0 | 0 | 1 | 0 | 0 | 0.99533 | 0.97224 | 0.99522 | 0.97644 | 0.99787 | 0.99828 | 0.99857 | 0.99874 | 0.99885 | 0.99891 | 0.0001 | 0.0001 | 5.775e-06 | 0.98274 | 0.00023 | 0.0001 | 0.9962 | 0.9756 | 0.98424 | 0.99839 | 8.9618e-05 | 8.9655e-05 | 5.179e-06 | 0.88148 | 0.00020632 | 8.9712e-05
791 |  | 0 | 0 | 0 | 1 | 0 | 0 |  | 0 | 0 | 0 | 1 | 0 | 0 | 0.99533 | 0.97221 | 0.99522 | 0.97639 | 0.99787 | 0.99828 | 0.99857 | 0.99874 | 0.99885 | 0.99891 | 0.0001 | 0.0001 | 5.9349e-06 | 0.98382 | 0.00028 | 0.0001 | 0.9962 | 0.97563 | 0.98409 | 0.99842 | 8.9603e-05 | 8.9639e-05 | 5.3215e-06 | 0.8823 | 0.00025113 | 8.9696e-05
792 |  | 0 | 0 | 0 | 1 | 0 | 0 |  | 0 | 0 | 0 | 1 | 0 | 0 | 0.99533 | 0.97218 | 0.99522 | 0.97635 | 0.99787 | 0.99828 | 0.99857 | 0.99874 | 0.99885 | 0.99891 | 0.0001 | 0.0001 | 6.0278e-06 | 0.98127 | 0.00056 | 0.0001 | 0.9962 | 0.97566 | 0.98394 | 0.99844 | 8.9587e-05 | 8.9624e-05 | 5.4039e-06 | 0.87986 | 0.00050218 | 8.9681e-05
793 |  | 0 | 0 | 0 | 1 | 0 | 0 |  | 0 | 0 | 0 | 1 | 0 | 0 | 0.99533 | 0.97214 | 0.99522 | 0.9763 | 0.99787 | 0.99828 | 0.99857 | 0.99874 | 0.99885 | 0.99891 | 0.0001 | 0.0001 | 6.1229e-06 | 0.98053 | 0.0005 | 0.0001 | 0.9962 | 0.97569 | 0.9838 | 0.99847 | 8.9572e-05 | 8.9609e-05 | 5.4883e-06 | 0.87905 | 0.0004483 | 8.9665e-05
794 |  | 0 | 0 | 0 | 1 | 0 | 0 |  | 0 | 0 | 0 | 1 | 0 | 0 | 0.99533 | 0.97211 | 0.99522 | 0.97625 | 0.99787 | 0.99828 | 0.99857 | 0.99874 | 0.99885 | 0.99891 | 0.0001 | 0.0001 | 6.0894e-06 | 0.9798 | 0.00039 | 0.0001 | 0.9962 | 0.97572 | 0.98365 | 0.99849 | 8.9557e-05 | 8.9594e-05 | 5.4573e-06 | 0.87825 | 0.00034961 | 8.965e-05
795 |  | 0 | 0 | 0 | 1 | 0 | 0 |  | 0 | 0 | 0 | 1 | 0 | 0 | 0.99533 | 0.97209 | 0.99522 | 0.97621 | 0.99787 | 0.99828 | 0.99857 | 0.99874 | 0.99885 | 0.99891 | 0.0001 | 0.0001 | 6.0541e-06 | 0.97817 | 0.00061 | 0.0001 | 0.9962 | 0.97576 | 0.9835 | 0.99852 | 8.9542e-05 | 8.9579e-05 | 5.4247e-06 | 0.87664 | 0.00054674 | 8.9636e-05
796 |  | 0 | 0 | 0 | 1 | 0 | 0 |  | 0 | 0 | 0 | 1 | 0 | 0 | 0.99533 | 0.97206 | 0.99522 | 0.97617 | 0.99787 | 0.99828 | 0.99857 | 0.99874 | 0.99885 | 0.99891 | 0.0001 | 0.0001 | 5.7563e-06 | 0.97752 | 0.00103 | 0.0001 | 0.9962 | 0.97579 | 0.98336 | 0.99855 | 8.9528e-05 | 8.9564e-05 | 5.1571e-06 | 0.87592 | 0.00092304 | 8.9621e-05
797 |  | 0 | 0 | 0 | 1 | 0 | 0 |  | 0 | 0 | 0 | 1 | 0 | 0 | 0.99533 | 0.97203 | 0.99522 | 0.97612 | 0.99787 | 0.99828 | 0.99857 | 0.99874 | 0.99885 | 0.99891 | 0.0001 | 0.0001 | 5.4559e-06 | 0.97886 | 0.00161 | 0.0001 | 0.9962 | 0.97582 | 0.98321 | 0.99857 | 8.9514e-05 | 8.955e-05 | 4.8872e-06 | 0.87698 | 0.0014426 | 8.9607e-05
798 |  | 0 | 0 | 0 | 1 | 0 | 0 |  | 0 | 0 | 0 | 1 | 0 | 0 | 0.99533 | 0.97201 | 0.99522 | 0.97608 | 0.99787 | 0.99828 | 0.99857 | 0.99874 | 0.99885 | 0.99891 | 0.0001 | 0.0001 | 5.6183e-06 | 0.97752 | 0.00252 | 0.0001 | 0.9962 | 0.97586 | 0.98306 | 0.9986 | 8.9499e-05 | 8.9536e-05 | 5.0318e-06 | 0.87564 | 0.0022576 | 8.9592e-05
799 |  | 0 | 0 | 0 | 1 | 0 | 0 |  | 0 | 0 | 0 | 1 | 0 | 0 | 0.99533 | 0.97198 | 0.99522 | 0.97604 | 0.99787 | 0.99828 | 0.99857 | 0.99874 | 0.99885 | 0.99891 | 0.0001 | 0.0001 | 5.7813e-06 | 0.97574 | 0.00413 | 0.0001 | 0.9962 | 0.97589 | 0.98292 | 0.99862 | 8.9485e-05 | 8.9522e-05 | 5.177e-06 | 0.87391 | 0.0036994 | 8.9579e-05
800 |  | 0 | 0 | 0 | 1 | 0 | 0 |  | 0 | 0 | 0 | 1 | 0 | 0 | 0.99533 | 0.97196 | 0.99522 | 0.976 | 0.99787 | 0.99828 | 0.99857 | 0.99874 | 0.99885 | 0.99891 | 0.0001 | 0.0001 | 5.6498e-06 | 0.97376 | 0.00667 | 0.0001 | 0.9962 | 0.97592 | 0.98276 | 0.99865 | 8.9471e-05 | 8.9508e-05 | 5.0585e-06 | 0.87199 | 0.0059735 | 8.9564e-05
801 |  | 0 | 0 | 0 | 1 | 0 | 0 |  | 0 | 0 | 0 | 1 | 0 | 0 | 0.99533 | 0.97194 | 0.99522 | 0.97596 | 0.99787 | 0.99828 | 0.99857 | 0.99874 | 0.99885 | 0.99891 | 0.0001 | 0.0001 | 5.5188e-06 | 0.97467 | 0.01196 | 0.0001 | 0.9962 | 0.97596 | 0.9823 | 0.99868 | 8.9429e-05 | 8.9465e-05 | 4.9389e-06 | 0.8724 | 0.010706 | 8.9522e-05
802 |  | 0 | 0 | 0 | 1 | 0 | 0 |  | 0 | 0 | 0 | 1 | 0 | 0 | 0.99533 | 0.97192 | 0.99522 | 0.97592 | 0.99787 | 0.99828 | 0.99857 | 0.99874 | 0.99885 | 0.99891 | 0.0001 | 0.0001 | 5.4209e-06 | 0.97347 | 0.01975 | 0.0001 | 0.9962 | 0.97599 | 0.98183 | 0.9987 | 8.9386e-05 | 8.9423e-05 | 4.8489e-06 | 0.87091 | 0.017671 | 8.9479e-05
803 |  | 0 | 0 | 0 | 1 | 1 | 0 |  | 0 | 0 | 0 | 1 | 0 | 0 | 0.99533 | 0.9719 | 0.99522 | 0.97589 | 0.99787 | 0.99828 | 0.99857 | 0.99874 | 0.99885 | 0.99891 | 0.0001 | 0.0001 | 5.324e-06 | 0.97107 | 0.03043 | 0.0001 | 0.9962 | 0.97602 | 0.98137 | 0.99873 | 8.9345e-05 | 8.9381e-05 | 4.76e-06 | 0.86836 | 0.027214 | 8.9438e-05
804 |  | 0 | 0 | 0 | 1 | 1 | 0 |  | 0 | 0 | 0 | 1 | 0 | 0 | 0.99533 | 0.97188 | 0.99522 | 0.97585 | 0.99787 | 0.99828 | 0.99857 | 0.99874 | 0.99885 | 0.99891 | 0.0001 | 0.0001 | 5.4105e-06 | 0.96629 | 0.04791 | 0.0001 | 0.9962 | 0.97606 | 0.98091 | 0.99875 | 8.9303e-05 | 8.9339e-05 | 4.8351e-06 | 0.86368 | 0.042827 | 8.9396e-05
805 |  | 0 | 0 | 0 | 1 | 1 | 0 |  | 0 | 0 | 0 | 1 | 0 | 0 | 0.99533 | 0.97186 | 0.99522 | 0.97582 | 0.99787 | 0.99828 | 0.99857 | 0.99874 | 0.99885 | 0.99891 | 0.0001 | 0.0001 | 5.4966e-06 | 0.95932 | 0.06798 | 0.0001 | 0.9962 | 0.97609 | 0.98044 | 0.99878 | 8.9261e-05 | 8.9298e-05 | 4.9098e-06 | 0.85705 | 0.060739 | 8.9354e-05
806 |  | 0 | 0 | 0 | 1 | 1 | 0 |  | 0 | 0 | 0 | 0.98 | 0.02 | 0 | 0.99533 | 0.97185 | 0.99522 | 0.97578 | 0.99787 | 0.99828 | 0.99857 | 0.99874 | 0.99885 | 0.99891 | 0.0001 | 0.0001 | 5.5459e-06 | 0.95235 | 0.09186 | 0.0001 | 0.9962 | 0.97613 | 0.97998 | 0.99881 | 8.922e-05 | 8.9256e-05 | 4.9515e-06 | 0.85043 | 0.082037 | 8.9313e-05
807 |  | 0 | 0 | 0 | 1 | 1 | 0 |  | 0 | 0 | 0 | 0.94 | 0.06 | 0 | 0.99533 | 0.97183 | 0.99522 | 0.97575 | 0.99787 | 0.99828 | 0.99857 | 0.99874 | 0.99885 | 0.99891 | 0.0001 | 0.0001 | 5.5965e-06 | 0.93985 | 0.11957 | 0.0001 | 0.9962 | 0.97616 | 0.97952 | 0.99883 | 8.9179e-05 | 8.9215e-05 | 4.9944e-06 | 0.83888 | 0.10674 | 8.9272e-05
808 |  | 0 | 0 | 0 | 1 | 1 | 0 |  | 0 | 0 | 0 | 0.9 | 0.1 | 0 | 0.99533 | 0.97182 | 0.99522 | 0.97571 | 0.99787 | 0.99828 | 0.99857 | 0.99874 | 0.99885 | 0.99891 | 0.0001 | 0.0001 | 5.5077e-06 | 0.92524 | 0.14612 | 0.0001 | 0.9962 | 0.9762 | 0.97905 | 0.99886 | 8.9138e-05 | 8.9174e-05 | 4.9129e-06 | 0.82546 | 0.13038 | 8.9231e-05
809 |  | 0 | 0 | 0 | 1 | 1 | 0 |  | 0 | 0 | 0 | 0.86 | 0.14 | 0 | 0.99533 | 0.97181 | 0.99522 | 0.97568 | 0.99787 | 0.99828 | 0.99857 | 0.99874 | 0.99885 | 0.99891 | 0.0001 | 0.0001 | 5.4182e-06 | 0.90779 | 0.17429 | 0.0001 | 0.9962 | 0.97623 | 0.97859 | 0.99888 | 8.9097e-05 | 8.9134e-05 | 4.8309e-06 | 0.80952 | 0.15544 | 8.919e-05
810 |  | 0 | 0 | 0 | 1 | 1 | 0 |  | 0 | 0 | 0 | 0.82 | 0.18 | 0 | 0.99533 | 0.97179 | 0.99522 | 0.97565 | 0.99787 | 0.99828 | 0.99857 | 0.99874 | 0.99885 | 0.99891 | 0.0001 | 0.0001 | 5.4302e-06 | 0.89045 | 0.20424 | 0.0001 | 0.9962 | 0.97627 | 0.97813 | 0.99891 | 8.9056e-05 | 8.9093e-05 | 4.8393e-06 | 0.7937 | 0.18207 | 8.9149e-05
811 |  | 0 | 0 | 0 | 1 | 1 | 0 |  | 0 | 0 | 0 | 0.78 | 0.22 | 0 | 0.99533 | 0.97178 | 0.99522 | 0.97562 | 0.99787 | 0.99828 | 0.99857 | 0.99874 | 0.99885 | 0.99891 | 0.0001 | 0.0001 | 5.4435e-06 | 0.8676 | 0.23162 | 0.0001 | 0.9962 | 0.9763 | 0.97766 | 0.99893 | 8.9016e-05 | 8.9053e-05 | 4.849e-06 | 0.77298 | 0.20638 | 8.9109e-05
812 |  | 0 | 0 | 0 | 1 | 1 | 0 |  | 0 | 0 | 0 | 0.74 | 0.26 | 0 | 0.99533 | 0.97177 | 0.99522 | 0.97559 | 0.99787 | 0.99828 | 0.99857 | 0.99874 | 0.99885 | 0.99891 | 0.0001 | 0.0001 | 5.2645e-06 | 0.84251 | 0.26195 | 0.0001 | 0.9962 | 0.97634 | 0.9772 | 0.99896 | 8.8976e-05 | 8.9012e-05 | 4.6874e-06 | 0.75029 | 0.2333 | 8.9069e-05
813 |  | 0 | 0 | 0 | 1 | 1 | 0 |  | 0 | 0 | 0 | 0.7 | 0.3 | 0 | 0.99533 | 0.97177 | 0.99522 | 0.97557 | 0.99787 | 0.99828 | 0.99857 | 0.99874 | 0.99885 | 0.99891 | 0.0001 | 0.0001 | 5.0852e-06 | 0.81501 | 0.29347 | 0.0001 | 0.9962 | 0.97638 | 0.97674 | 0.99898 | 8.8936e-05 | 8.8972e-05 | 4.5257e-06 | 0.72547 | 0.26126 | 8.9029e-05
814 |  | 0 | 0 | 0 | 1 | 1 | 0 |  | 0 | 0 | 0 | 0.66 | 0.34 | 0 | 0.99533 | 0.97176 | 0.99522 | 0.97554 | 0.99787 | 0.99828 | 0.99857 | 0.99874 | 0.99885 | 0.99891 | 0.0001 | 0.0001 | 5.0104e-06 | 0.7835 | 0.32652 | 0.0001 | 0.9962 | 0.97641 | 0.97627 | 0.99901 | 8.8897e-05 | 8.8933e-05 | 4.4572e-06 | 0.69711 | 0.29055 | 8.8989e-05
815 |  | 0 | 0 | 0 | 1 | 1 | 0 |  | 0 | 0 | 0 | 0.62 | 0.38 | 0 | 0.99533 | 0.97175 | 0.99522 | 0.97552 | 0.99787 | 0.99828 | 0.99857 | 0.99874 | 0.99885 | 0.99891 | 0.0001 | 0.0001 | 4.9356e-06 | 0.7499 | 0.36827 | 0.0001 | 0.9962 | 0.97645 | 0.97581 | 0.99903 | 8.8857e-05 | 8.8893e-05 | 4.3887e-06 | 0.66692 | 0.32755 | 8.895e-05
816 |  | 0 | 0 | 0 | 1 | 1 | 0 |  | 0 | 0 | 0 | 0.58 | 0.42 | 0 | 0.99533 | 0.97175 | 0.99522 | 0.97549 | 0.99787 | 0.99828 | 0.99857 | 0.99874 | 0.99885 | 0.99891 | 0.0001 | 0.0001 | 5.0343e-06 | 0.71478 | 0.41609 | 0.0001 | 0.9962 | 0.97649 | 0.97535 | 0.99906 | 8.8818e-05 | 8.8854e-05 | 4.4744e-06 | 0.6354 | 0.36992 | 8.891e-05
817 |  | 0 | 0 | 0 | 1 | 1 | 0 |  | 0 | 0 | 0 | 0.54 | 0.46 | 0 | 0.99533 | 0.97175 | 0.99522 | 0.97547 | 0.99787 | 0.99828 | 0.99857 | 0.99874 | 0.99885 | 0.99891 | 0.0001 | 0.0001 | 5.1352e-06 | 0.67441 | 0.47219 | 0.0001 | 0.9962 | 0.97652 | 0.97488 | 0.99908 | 8.8779e-05 | 8.8815e-05 | 4.5621e-06 | 0.59925 | 0.41961 | 8.8871e-05
818 |  | 0 | 0 | 0 | 1 | 1 | 0 |  | 0 | 0 | 0 | 0.5 | 0.5 | 0 | 0.99533 | 0.97174 | 0.99522 | 0.97544 | 0.99787 | 0.99828 | 0.99857 | 0.99874 | 0.99885 | 0.99891 | 0.0001 | 0.0001 | 4.9435e-06 | 0.63055 | 0.52887 | 0.0001 | 0.9962 | 0.97656 | 0.97442 | 0.99911 | 8.874e-05 | 8.8776e-05 | 4.3899e-06 | 0.56004 | 0.46978 | 8.8832e-05
819 |  | 0 | 0 | 0 | 1 | 1 | 0 |  | 0 | 0 | 0 | 0.46 | 0.54 | 0 | 0.99533 | 0.97174 | 0.99522 | 0.97542 | 0.99787 | 0.99828 | 0.99857 | 0.99874 | 0.99885 | 0.99891 | 0.0001 | 0.0001 | 4.751e-06 | 0.5899 | 0.58553 | 0.0001 | 0.9962 | 0.9766 | 0.97395 | 0.99913 | 8.8701e-05 | 8.8737e-05 | 4.2171e-06 | 0.5237 | 0.51988 | 8.8793e-05
820 |  | 0 | 0 | 0 | 1 | 1 | 0 |  | 0 | 0 | 0 | 0.42 | 0.58 | 0 | 0.99533 | 0.97174 | 0.99522 | 0.9754 | 0.99787 | 0.99828 | 0.99857 | 0.99874 | 0.99885 | 0.99891 | 0.0001 | 0.0001 | 4.6673e-06 | 0.5422 | 0.65088 | 0.0001 | 0.9962 | 0.97664 | 0.97349 | 0.99916 | 8.8662e-05 | 8.8699e-05 | 4.141e-06 | 0.48115 | 0.57765 | 8.8755e-05
821 |  | 0 | 0 | 0 | 1 | 1 | 0 |  | 0 | 0 | 0 | 0.38 | 0.62 | 0 | 0.99533 | 0.97174 | 0.99522 | 0.97538 | 0.99787 | 0.99828 | 0.99857 | 0.99874 | 0.99885 | 0.99891 | 0.0001 | 0.0001 | 4.5812e-06 | 0.49737 | 0.71337 | 0.0001 | 0.9962 | 0.97667 | 0.97303 | 0.99918 | 8.8624e-05 | 8.866e-05 | 4.0629e-06 | 0.44118 | 0.63284 | 8.8717e-05
822 |  | 0 | 0 | 0 | 1 | 1 | 0 |  | 0 | 0 | 0 | 0.34 | 0.66 | 0 | 0.99533 | 0.97174 | 0.99522 | 0.97536 | 0.99787 | 0.99828 | 0.99857 | 0.99874 | 0.99885 | 0.99891 | 0.0001 | 0.0001 | 4.7296e-06 | 0.45267 | 0.76596 | 0.0001 | 0.9962 | 0.97671 | 0.97256 | 0.99921 | 8.8586e-05 | 8.8622e-05 | 4.1927e-06 | 0.40135 | 0.6792 | 8.8678e-05
823 |  | 0 | 0 | 0 | 1 | 1 | 0 |  | 0 | 0 | 0 | 0.3 | 0.7 | 0 | 0.99533 | 0.97175 | 0.99522 | 0.97534 | 0.99787 | 0.99828 | 0.99857 | 0.99874 | 0.99885 | 0.99891 | 0.0001 | 0.0001 | 4.8772e-06 | 0.40568 | 0.81278 | 0.0001 | 0.9962 | 0.97675 | 0.9721 | 0.99923 | 8.8548e-05 | 8.8584e-05 | 4.3217e-06 | 0.35954 | 0.7204 | 8.864e-05
824 |  | 0 | 0 | 0 | 1 | 1 | 0 |  | 0 | 0 | 0 | 0.26 | 0.74 | 0 | 0.99533 | 0.97175 | 0.99522 | 0.97533 | 0.99787 | 0.99828 | 0.99857 | 0.99874 | 0.99885 | 0.99891 | 0.0001 | 0.0001 | 4.6464e-06 | 0.35956 | 0.85697 | 0.0001 | 0.9962 | 0.97679 | 0.97164 | 0.99926 | 8.851e-05 | 8.8546e-05 | 4.1154e-06 | 0.31853 | 0.75925 | 8.8602e-05
825 |  | 0 | 0 | 0 | 1 | 1 | 0 |  | 0 | 0 | 0 | 0.22 | 0.78 | 0 | 0.99533 | 0.97176 | 0.99522 | 0.97531 | 0.99787 | 0.99828 | 0.99857 | 0.99874 | 0.99885 | 0.99891 | 0.0001 | 0.0001 | 4.4136e-06 | 0.31851 | 0.89841 | 0.0001 | 0.9962 | 0.97683 | 0.97117 | 0.99928 | 8.8473e-05 | 8.8509e-05 | 3.9076e-06 | 0.28204 | 0.79562 | 8.8565e-05
826 |  | 0 | 0 | 0 | 1 | 1 | 0 |  | 0 | 0 | 0 | 0.18 | 0.82 | 0 | 0.99533 | 0.97176 | 0.99522 | 0.9753 | 0.99787 | 0.99828 | 0.99857 | 0.99874 | 0.99885 | 0.99891 | 0.0001 | 0.0001 | 4.6777e-06 | 0.27701 | 0.92604 | 0.0001 | 0.9962 | 0.97686 | 0.97049 | 0.9993 | 8.8415e-05 | 8.8451e-05 | 4.1387e-06 | 0.24513 | 0.81956 | 8.8507e-05
827 |  | 0 | 0 | 0 | 1 | 1 | 0 |  | 0 | 0 | 0 | 0.14 | 0.86 | 0 | 0.99533 | 0.97177 | 0.99522 | 0.97528 | 0.99787 | 0.99828 | 0.99857 | 0.99874 | 0.99885 | 0.99891 | 0.0001 | 0.0001 | 4.94e-06 | 0.23625 | 0.9507 | 0.0001 | 0.9962 | 0.9769 | 0.9698 | 0.99933 | 8.8358e-05 | 8.8394e-05 | 4.368e-06 | 0.20893 | 0.84084 | 8.845e-05
828 |  | 0 | 0 | 0 | 1 | 1 | 0 |  | 0 | 0 | 0 | 0.1 | 0.9 | 0 | 0.99533 | 0.97178 | 0.99522 | 0.97527 | 0.99787 | 0.99828 | 0.99857 | 0.99874 | 0.99885 | 0.99891 | 0.0001 | 0.0001 | 5.13e-06 | 0.20032 | 0.97346 | 0.0001 | 0.9962 | 0.97694 | 0.96912 | 0.99935 | 8.8301e-05 | 8.8337e-05 | 4.533e-06 | 0.17704 | 0.86041 | 8.8393e-05
829 |  | 0 | 0 | 0 | 1 | 1 | 0 |  | 0 | 0 | 0 | 0.06 | 0.94 | 0 | 0.99533 | 0.97179 | 0.99522 | 0.97526 | 0.99787 | 0.99828 | 0.99857 | 0.99874 | 0.99885 | 0.99891 | 0.0001 | 0.0001 | 5.3175e-06 | 0.1658 | 0.98074 | 0.0001 | 0.9962 | 0.97698 | 0.96843 | 0.99938 | 8.8244e-05 | 8.828e-05 | 4.6957e-06 | 0.14644 | 0.86629 | 8.8336e-05
830 |  | 0 | 0 | 0 | 1 | 1 | 0 |  | 0 | 0 | 0 | 0.02 | 0.98 | 0 | 0.99533 | 0.9718 | 0.99522 | 0.97524 | 0.99787 | 0.99828 | 0.99857 | 0.99874 | 0.99885 | 0.99891 | 0.0001 | 0.0001 | 2.5926e-06 | 0.13058 | 0.98528 | 0.0001 | 0.9962 | 0.97702 | 0.96775 | 0.9994 | 8.8187e-05 | 8.8223e-05 | 2.288e-06 | 0.11526 | 0.86974 | 8.8279e-05
831 |  | 0 | 0 | 0 | 1 | 1 | 0 |  | 0 | 0 | 0 | 0 | 1 | 0 | 0.99533 | 0.97181 | 0.99522 | 0.97523 | 0.99787 | 0.99828 | 0.99857 | 0.99874 | 0.99885 | 0.99891 | 0.0001 | 0.0001 | 0 | 0.10315 | 0.98718 | 0.0001 | 0.9962 | 0.97706 | 0.96707 | 0.99943 | 8.8131e-05 | 8.8167e-05 | 0 | 0.090986 | 0.87086 | 8.8223e-05
832 |  | 0 | 0 | 0 | 1 | 1 | 0 |  | 0 | 0 | 0 | 0 | 1 | 0 | 0.99533 | 0.97183 | 0.99522 | 0.97522 | 0.99787 | 0.99828 | 0.99857 | 0.99874 | 0.99885 | 0.99891 | 0.0001 | 0.0001 | 8.1772e-09 | 0.07551 | 0.98285 | 0.0001 | 0.9962 | 0.9771 | 0.96638 | 0.99945 | 8.8074e-05 | 8.811e-05 | 7.207e-09 | 0.066563 | 0.86648 | 8.8166e-05
833 |  | 0 | 0 | 0 | 1 | 1 | 0 |  | 0 | 0 | 0 | 0 | 1 | 0 | 0.99533 | 0.97184 | 0.99522 | 0.97522 | 0.99787 | 0.99828 | 0.99857 | 0.99874 | 0.99885 | 0.99891 | 0.0001 | 0.0001 | 1.4838e-07 | 0.05283 | 0.99453 | 0.0001 | 0.9962 | 0.97714 | 0.9657 | 0.99948 | 8.8018e-05 | 8.8054e-05 | 1.307e-07 | 0.046541 | 0.87622 | 8.811e-05
834 |  | 0 | 0 | 0 | 0 | 1 | 0 |  | 0 | 0 | 0 | 0 | 1 | 0 | 0.99533 | 0.97186 | 0.99522 | 0.97521 | 0.99787 | 0.99828 | 0.99857 | 0.99874 | 0.99885 | 0.99891 | 0.0001 | 0.0001 | 1.328e-07 | 0.03514 | 0.9837 | 0.0001 | 0.9962 | 0.97718 | 0.96501 | 0.9995 | 8.7962e-05 | 8.7998e-05 | 1.1689e-07 | 0.030937 | 0.86613 | 8.8054e-05
835 |  | 0 | 0 | 0 | 0 | 1 | 0 |  | 0 | 0 | 0 | 0 | 1 | 0 | 0.99533 | 0.97187 | 0.99522 | 0.9752 | 0.99787 | 0.99828 | 0.99857 | 0.99874 | 0.99885 | 0.99891 | 0.0001 | 0.0001 | 1.1623e-07 | 0.02229 | 0.99091 | 0.0001 | 0.9962 | 0.97722 | 0.96433 | 0.99952 | 8.7906e-05 | 8.7942e-05 | 1.0225e-07 | 0.019611 | 0.87192 | 8.7998e-05
836 |  | 0 | 0 | 0 | 0 | 1 | 0 |  | 0 | 0 | 0 | 0 | 1 | 0 | 0.99521 | 0.97189 | 0.9951 | 0.97519 | 0.99782 | 0.99824 | 0.99853 | 0.99871 | 0.99882 | 0.99888 | 0.0001 | 0.0001 | 3.2587e-07 | 0.01353 | 0.98972 | 0.0001 | 0.99611 | 0.97726 | 0.96365 | 0.99955 | 8.7816e-05 | 8.7853e-05 | 2.8637e-07 | 0.011892 | 0.87001 | 8.791e-05
837 |  | 0 | 0 | 0 | 0 | 1 | 0 |  | 0 | 0 | 0 | 0 | 1 | 0 | 0.99509 | 0.97191 | 0.99498 | 0.97519 | 0.99777 | 0.99819 | 0.9985 | 0.99868 | 0.99879 | 0.99886 | 0.0001 | 0.0001 | 5.342e-07 | 0.00784 | 0.99052 | 0.0001 | 0.99601 | 0.9773 | 0.96296 | 0.99957 | 8.7727e-05 | 8.7765e-05 | 4.6898e-07 | 0.0068841 | 0.86985 | 8.7823e-05
838 |  | 0 | 0 | 0 | 0 | 1 | 0 |  | 0 | 0 | 0 | 0 | 1 | 0 | 0.99498 | 0.97193 | 0.99486 | 0.97519 | 0.99771 | 0.99815 | 0.99846 | 0.99865 | 0.99876 | 0.99883 | 0.0001 | 0.0001 | 1.3097e-06 | 0.00436 | 0.98445 | 0.0001 | 0.99592 | 0.97734 | 0.96228 | 0.99959 | 8.7638e-05 | 8.7676e-05 | 1.1486e-06 | 0.0038246 | 0.86366 | 8.7736e-05
839 |  | 0 | 0 | 0 | 0 | 1 | 0 |  | 0 | 0 | 0 | 0 | 1 | 0 | 0.99486 | 0.97195 | 0.99474 | 0.97518 | 0.99766 | 0.99811 | 0.99843 | 0.99862 | 0.99873 | 0.9988 | 0.0001 | 0.0001 | 2.0871e-06 | 0.00267 | 0.98562 | 0.0001 | 0.99582 | 0.97738 | 0.96159 | 0.99962 | 8.7549e-05 | 8.7588e-05 | 1.8287e-06 | 0.0023398 | 0.86383 | 8.7649e-05
840 |  | 0 | 0 | 0 | 0 | 1 | 0 |  | 0 | 0 | 0 | 0 | 1 | 0 | 0.99474 | 0.97197 | 0.99462 | 0.97518 | 0.99761 | 0.99807 | 0.99839 | 0.99859 | 0.9987 | 0.99878 | 0.0001 | 0.0001 | 7.0129e-06 | 0.00143 | 0.99013 | 0.0001 | 0.99573 | 0.97742 | 0.96091 | 0.99964 | 8.746e-05 | 8.7501e-05 | 6.1383e-06 | 0.0012519 | 0.86692 | 8.7563e-05
841 |  | 0 | 0 | 0 | 0 | 1 | 0 |  | 0 | 0 | 0 | 0 | 1 | 0 | 0.99463 | 0.97199 | 0.9945 | 0.97518 | 0.99755 | 0.99802 | 0.99835 | 0.99856 | 0.99868 | 0.99875 | 0.0001 | 0.0001 | 1.1941e-05 | 0.00076 | 0.99514 | 0.0001 | 0.99563 | 0.97746 | 0.96023 | 0.99966 | 8.7372e-05 | 8.7413e-05 | 1.0441e-05 | 0.00066469 | 0.87045 | 8.7477e-05
842 |  | 0 | 0 | 0 | 0 | 1 | 0 |  | 0 | 0 | 0 | 0 | 1 | 0 | 0.99451 | 0.97201 | 0.99438 | 0.97518 | 0.9975 | 0.99798 | 0.99832 | 0.99852 | 0.99865 | 0.99872 | 0.0001 | 0.0001 | 2.5485e-05 | 0.00043 | 0.99314 | 0.0001 | 0.99554 | 0.9775 | 0.95954 | 0.99969 | 8.7284e-05 | 8.7326e-05 | 2.2263e-05 | 0.0003757 | 0.86784 | 8.739e-05
843 |  | 0 | 0 | 0 | 0 | 1 | 0 |  | 0 | 0 | 0 | 0 | 1 | 0 | 0.99439 | 0.97204 | 0.99426 | 0.97518 | 0.99745 | 0.99794 | 0.99828 | 0.99849 | 0.99862 | 0.99869 | 0.0001 | 0.0001 | 3.9028e-05 | 0.00023 | 0.99727 | 0.0001 | 0.99545 | 0.97754 | 0.95886 | 0.99971 | 8.7196e-05 | 8.7239e-05 | 3.4059e-05 | 0.00020076 | 0.8706 | 8.7305e-05
844 |  | 0 | 0 | 0 | 0 | 1 | 0 |  | 0 | 0 | 0 | 0 | 1 | 0 | 0.99428 | 0.97206 | 0.99414 | 0.97518 | 0.9974 | 0.99789 | 0.99825 | 0.99846 | 0.99859 | 0.99867 | 0.0001 | 0.0001 | 5.2899e-05 | 6e-05 | 0.98199 | 0.0001 | 0.99535 | 0.97757 | 0.95817 | 0.99974 | 8.7108e-05 | 8.7152e-05 | 4.6118e-05 | 5.2321e-05 | 0.85642 | 8.7219e-05
845 |  | 0 | 0 | 0 | 0 | 1 | 0 |  | 0 | 0 | 0 | 0 | 1 | 0 | 0.99416 | 0.97209 | 0.99402 | 0.97518 | 0.99734 | 0.99785 | 0.99821 | 0.99843 | 0.99856 | 0.99864 | 0.0001 | 0.0001 | 6.6765e-05 | 0 | 0.98805 | 0.0001 | 0.99526 | 0.97762 | 0.95749 | 0.99976 | 8.702e-05 | 8.7065e-05 | 5.8149e-05 | 0 | 0.86086 | 8.7134e-05
846 |  | 0 | 0 | 0 | 0 | 1 | 0 |  | 0 | 0 | 0 | 0 | 1 | 0 | 0.99428 | 0.97211 | 0.99414 | 0.97519 | 0.9974 | 0.99789 | 0.99825 | 0.99846 | 0.99859 | 0.99867 | 0.0001 | 0.0001 | 7.2353e-05 | 0 | 0.98712 | 0.0001 | 0.99535 | 0.97765 | 0.95681 | 0.99978 | 8.7e-05 | 8.7043e-05 | 6.3001e-05 | 0 | 0.85982 | 8.7111e-05
847 |  | 0 | 0 | 0 | 0 | 1 | 0 |  | 0 | 0 | 0 | 0 | 1 | 0 | 0.99439 | 0.97214 | 0.99426 | 0.97519 | 0.99745 | 0.99794 | 0.99828 | 0.99849 | 0.99862 | 0.99869 | 0.0001 | 0.0001 | 7.7936e-05 | 0 | 0.98589 | 0.0001 | 0.99545 | 0.97769 | 0.95612 | 0.99981 | 8.698e-05 | 8.7022e-05 | 6.7845e-05 | 0 | 0.85853 | 8.7088e-05
848 |  | 0 | 0 | 0 | 0 | 1 | 0 |  | 0 | 0 | 0 | 0 | 1 | 0 | 0.99451 | 0.97217 | 0.99438 | 0.97519 | 0.9975 | 0.99798 | 0.99832 | 0.99852 | 0.99865 | 0.99872 | 0.0001 | 0.0001 | 7.1589e-05 | 0 | 0.99693 | 0.0001 | 0.99554 | 0.97774 | 0.95544 | 0.99983 | 8.696e-05 | 8.7001e-05 | 6.2304e-05 | 0 | 0.86792 | 8.7066e-05
849 |  | 0 | 0 | 0 | 0 | 1 | 0 |  | 0 | 0 | 0 | 0 | 1 | 0 | 0.99463 | 0.9722 | 0.9945 | 0.9752 | 0.99755 | 0.99802 | 0.99835 | 0.99856 | 0.99868 | 0.99875 | 0.0001 | 0.0001 | 6.524e-05 | 0 | 0.98445 | 0.0001 | 0.99563 | 0.97777 | 0.95475 | 0.99985 | 8.6939e-05 | 8.698e-05 | 5.6764e-05 | 0 | 0.85684 | 8.7044e-05
850 |  | 0 | 0 | 0 | 0 | 1 | 0 |  | 0 | 0 | 0 | 0 | 1 | 0 | 0.99474 | 0.97223 | 0.99462 | 0.9752 | 0.99761 | 0.99807 | 0.99839 | 0.99859 | 0.9987 | 0.99878 | 0.0001 | 0.0001 | 5.0707e-05 | 0 | 0.98084 | 0.0001 | 0.99573 | 0.97781 | 0.95407 | 0.99988 | 8.6919e-05 | 8.6959e-05 | 4.4109e-05 | 0 | 0.85348 | 8.7021e-05
851 |  | 0 | 0 | 0 | 0 | 1 | 0 |  | 0 | 0 | 0 | 0 | 1 | 0 | 0.99463 | 0.97226 | 0.9945 | 0.97521 | 0.99755 | 0.99802 | 0.99835 | 0.99856 | 0.99868 | 0.99875 | 0.0001 | 0.0001 | 3.6198e-05 | 0.0001 | 0.98927 | 0.0001 | 0.99563 | 0.97785 | 0.95272 | 0.9999 | 8.6772e-05 | 8.6813e-05 | 3.1435e-05 | 8.6859e-05 | 0.85937 | 8.6876e-05
852 |  | 0 | 0 | 0 | 0 | 1 | 0 |  | 0 | 0 | 0 | 0 | 1 | 0 | 0.99451 | 0.97229 | 0.99438 | 0.97522 | 0.9975 | 0.99798 | 0.99832 | 0.99852 | 0.99865 | 0.99872 | 0.0001 | 0.0001 | 2.5401e-05 | 0.0001 | 0.99043 | 0.0001 | 0.99554 | 0.9779 | 0.95136 | 0.99992 | 8.6623e-05 | 8.6665e-05 | 2.2022e-05 | 8.6712e-05 | 0.85893 | 8.6729e-05
853 |  | 0 | 0 | 0 | 0 | 1 | 0 |  | 0 | 0 | 0 | 0 | 1 | 0 | 0.99439 | 0.97232 | 0.99426 | 0.97523 | 0.99745 | 0.99794 | 0.99828 | 0.99849 | 0.99862 | 0.99869 | 0.0001 | 0.0001 | 1.4604e-05 | 0.0001 | 0.98381 | 0.0001 | 0.99545 | 0.97793 | 0.94999 | 0.99994 | 8.6475e-05 | 8.6517e-05 | 1.2639e-05 | 8.6566e-05 | 0.85175 | 8.6583e-05
854 |  | 0 | 0 | 0 | 0 | 1 | 0 |  | 0 | 0 | 0 | 0 | 1 | 0 | 0.99428 | 0.97236 | 0.99414 | 0.97524 | 0.9974 | 0.99789 | 0.99825 | 0.99846 | 0.99859 | 0.99867 | 0.0001 | 0.0001 | 1.0401e-05 | 0.0001 | 0.99432 | 0.0001 | 0.99535 | 0.97798 | 0.94863 | 0.99996 | 8.6327e-05 | 8.637e-05 | 8.9867e-06 | 8.6419e-05 | 0.85939 | 8.6437e-05
855 |  | 0 | 0 | 0 | 0 | 1 | 0 |  | 0 | 0 | 0 | 0 | 1 | 0 | 0.99416 | 0.97239 | 0.99402 | 0.97525 | 0.99734 | 0.99785 | 0.99821 | 0.99843 | 0.99856 | 0.99864 | 0.0001 | 0.0001 | 6.1977e-06 | 0.0001 | 0.98536 | 0.0001 | 0.99526 | 0.97801 | 0.94727 | 0.99999 | 8.6179e-05 | 8.6223e-05 | 5.3458e-06 | 8.6273e-05 | 0.85021 | 8.6291e-05
856 |  | 0 | 0 | 0 | 0 | 1 | 0 |  | 0 | 0 | 0 | 0 | 1 | 0 | 0.99428 | 0.97243 | 0.99414 | 0.97526 | 0.9974 | 0.99789 | 0.99825 | 0.99846 | 0.99859 | 0.99867 | 0.0001 | 0.0001 | 5.0025e-06 | 0.0001 | 0.98974 | 0.0001 | 0.99535 | 0.97805 | 0.9459 | 1 | 8.6097e-05 | 8.614e-05 | 4.3106e-06 | 8.6189e-05 | 0.85315 | 8.6206e-05
857 |  | 0 | 0 | 0 | 0 | 1 | 0 |  | 0 | 0 | 0 | 0 | 1 | 0 | 0.99439 | 0.97246 | 0.99426 | 0.97527 | 0.99745 | 0.99794 | 0.99828 | 0.99849 | 0.99862 | 0.99869 | 0.0001 | 0.0001 | 3.8066e-06 | 0.0001 | 0.98555 | 0.0001 | 0.99545 | 0.97809 | 0.94454 | 1 | 8.6013e-05 | 8.6055e-05 | 3.2769e-06 | 8.6103e-05 | 0.8487 | 8.6121e-05
858 |  | 0 | 0 | 0 | 0 | 1 | 0 |  | 0 | 0 | 0 | 0 | 1 | 0 | 0.99451 | 0.9725 | 0.99438 | 0.97528 | 0.9975 | 0.99798 | 0.99832 | 0.99852 | 0.99865 | 0.99872 | 0.0001 | 0.0001 | 3.708e-06 | 0.0001 | 0.98668 | 0.0001 | 0.99554 | 0.97813 | 0.94318 | 1 | 8.593e-05 | 8.5971e-05 | 3.1889e-06 | 8.6018e-05 | 0.84883 | 8.6035e-05
859 |  | 0 | 0 | 0 | 0 | 1 | 0 |  | 0 | 0 | 0 | 0 | 1 | 0 | 0.99463 | 0.97254 | 0.9945 | 0.97529 | 0.99755 | 0.99802 | 0.99835 | 0.99856 | 0.99868 | 0.99875 | 0.0001 | 0.0001 | 3.6083e-06 | 0.0001 | 0.99463 | 0.0001 | 0.99563 | 0.97817 | 0.94181 | 1 | 8.5847e-05 | 8.5887e-05 | 3.1001e-06 | 8.5933e-05 | 0.85482 | 8.595e-05
860 |  | 0 | 0 | 0 | 0 | 1 | 0 |  | 0 | 0 | 0 | 0 | 1 | 0 | 0.99474 | 0.97258 | 0.99462 | 0.97531 | 0.99761 | 0.99807 | 0.99839 | 0.99859 | 0.9987 | 0.99878 | 0.0001 | 0.0001 | 3.5409e-06 | 0.0001 | 0.98939 | 0.0001 | 0.99573 | 0.97821 | 0.94045 | 1 | 8.5764e-05 | 8.5803e-05 | 3.0392e-06 | 8.5848e-05 | 0.84947 | 8.5864e-05
861 |  | 0 | 0 | 0 | 0 | 1 | 0 |  | 0 | 0 | 0 | 0 | 1 | 0 | 0.99463 | 0.97262 | 0.9945 | 0.97532 | 0.99755 | 0.99802 | 0.99835 | 0.99856 | 0.99868 | 0.99875 | 0.0001 | 0.0001 | 3.4747e-06 | 0.0001 | 0.986 | 0.0001 | 0.99563 | 0.97825 | 0.93908 | 1 | 8.5614e-05 | 8.5655e-05 | 2.9772e-06 | 8.57e-05 | 0.84511 | 8.5717e-05
862 |  | 0 | 0 | 0 | 0 | 1 | 0 |  | 0 | 0 | 0 | 0 | 1 | 0 | 0.99451 | 0.97265 | 0.99438 | 0.97534 | 0.9975 | 0.99798 | 0.99832 | 0.99852 | 0.99865 | 0.99872 | 0.0001 | 0.0001 | 4.1871e-06 | 0.0001 | 0.99054 | 0.0001 | 0.99554 | 0.97829 | 0.93772 | 1 | 8.5465e-05 | 8.5506e-05 | 3.5815e-06 | 8.5553e-05 | 0.84754 | 8.557e-05
863 |  | 0 | 0 | 0 | 0 | 1 | 0 |  | 0 | 0 | 0 | 0 | 1 | 0 | 0.99439 | 0.9727 | 0.99426 | 0.97535 | 0.99745 | 0.99794 | 0.99828 | 0.99849 | 0.99862 | 0.99869 | 0.0001 | 0.0001 | 4.9034e-06 | 0.0001 | 0.98386 | 0.0001 | 0.99545 | 0.97833 | 0.93636 | 1 | 8.5316e-05 | 8.5358e-05 | 4.1869e-06 | 8.5406e-05 | 0.84038 | 8.5423e-05
864 |  | 0 | 0 | 0 | 0 | 1 | 0 |  | 0 | 0 | 0 | 0 | 1 | 0 | 0.99428 | 0.97274 | 0.99414 | 0.97537 | 0.9974 | 0.99789 | 0.99825 | 0.99846 | 0.99859 | 0.99867 | 0.0001 | 0.0001 | 4.7496e-06 | 0.0001 | 0.99491 | 0.0001 | 0.99535 | 0.97837 | 0.93499 | 1 | 8.5168e-05 | 8.521e-05 | 4.0486e-06 | 8.5259e-05 | 0.84836 | 8.5276e-05
865 |  | 0 | 0 | 0 | 0 | 1 | 0 |  | 0 | 0 | 0 | 0 | 1 | 0 | 0.99416 | 0.97278 | 0.99402 | 0.97538 | 0.99734 | 0.99785 | 0.99821 | 0.99843 | 0.99856 | 0.99864 | 0.0001 | 0.0001 | 4.5959e-06 | 0.0001 | 0.99319 | 0.0001 | 0.99526 | 0.97841 | 0.93363 | 1 | 8.5019e-05 | 8.5063e-05 | 3.9108e-06 | 8.5112e-05 | 0.84543 | 8.513e-05
866 |  | 0 | 0 | 0 | 0 | 1 | 0 |  | 0 | 0 | 0 | 0 | 1 | 0 | 0.99428 | 0.97282 | 0.99414 | 0.9754 | 0.9974 | 0.99789 | 0.99825 | 0.99846 | 0.99859 | 0.99867 | 0.0001 | 0.0001 | 4.387e-06 | 0.0001 | 0.99211 | 0.0001 | 0.99535 | 0.97845 | 0.93227 | 1 | 8.4936e-05 | 8.4979e-05 | 3.7293e-06 | 8.5027e-05 | 0.84367 | 8.5045e-05
867 |  | 0 | 0 | 0 | 0 | 1 | 0 |  | 0 | 0 | 0 | 0 | 1 | 0 | 0.99439 | 0.97287 | 0.99426 | 0.97542 | 0.99745 | 0.99794 | 0.99828 | 0.99849 | 0.99862 | 0.99869 | 0.0001 | 0.0001 | 4.1785e-06 | 0.0001 | 0.99334 | 0.0001 | 0.99545 | 0.97849 | 0.9309 | 1 | 8.4854e-05 | 8.4895e-05 | 3.5486e-06 | 8.4942e-05 | 0.84387 | 8.496e-05
868 |  | 0 | 0 | 0 | 0 | 1 | 0 |  | 0 | 0 | 0 | 0 | 1 | 0 | 0.99451 | 0.97291 | 0.99438 | 0.97544 | 0.9975 | 0.99798 | 0.99832 | 0.99852 | 0.99865 | 0.99872 | 0.0001 | 0.0001 | 3.6896e-06 | 0.0001 | 0.99484 | 0.0001 | 0.99554 | 0.97852 | 0.92954 | 1 | 8.4771e-05 | 8.4811e-05 | 3.1303e-06 | 8.4858e-05 | 0.8443 | 8.4874e-05
869 |  | 0 | 0 | 0 | 0 | 1 | 0 |  | 0 | 0 | 0 | 0 | 1 | 0 | 0.99463 | 0.97295 | 0.9945 | 0.97546 | 0.99755 | 0.99802 | 0.99835 | 0.99856 | 0.99868 | 0.99875 | 0.0001 | 0.0001 | 3.2011e-06 | 0.0001 | 0.98881 | 0.0001 | 0.99563 | 0.97856 | 0.92818 | 1 | 8.4688e-05 | 8.4728e-05 | 2.7132e-06 | 8.4773e-05 | 0.83834 | 8.4789e-05
870 |  | 0 | 0 | 0 | 0 | 1 | 0 |  | 0 | 0 | 0 | 0 | 1 | 0 | 0.99474 | 0.973 | 0.99462 | 0.97548 | 0.99761 | 0.99807 | 0.99839 | 0.99859 | 0.9987 | 0.99878 | 0.0001 | 0.0001 | 2.6261e-06 | 0.0001 | 0.98254 | 0.0001 | 0.99573 | 0.9786 | 0.92679 | 1 | 8.4603e-05 | 8.4642e-05 | 2.2235e-06 | 8.4686e-05 | 0.83217 | 8.4702e-05
871 |  | 0 | 0 | 0 | 0 | 1 | 0 |  | 0 | 0 | 0 | 0 | 1 | 0 | 0.99439 | 0.97304 | 0.99426 | 0.9755 | 0.99745 | 0.99794 | 0.99828 | 0.99849 | 0.99862 | 0.99869 | 0.0001 | 0.0001 | 2.0502e-06 | 0.0001 | 0.98887 | 0.0001 | 0.99545 | 0.97864 | 0.9249 | 1 | 8.4342e-05 | 8.4383e-05 | 1.7306e-06 | 8.443e-05 | 0.83501 | 8.4447e-05
872 |  | 0 | 0 | 0 | 0 | 1 | 0 |  | 0 | 0 | 0 | 0 | 1 | 0 | 0.99404 | 0.97309 | 0.99391 | 0.97552 | 0.99729 | 0.99781 | 0.99817 | 0.9984 | 0.99853 | 0.99861 | 0.0001 | 0.0001 | 1.5539e-06 | 0.0001 | 0.99375 | 0.0001 | 0.99516 | 0.97868 | 0.92301 | 1 | 8.4081e-05 | 8.4125e-05 | 1.3077e-06 | 8.4174e-05 | 0.83659 | 8.4192e-05
873 |  | 0 | 0 | 0 | 0 | 1 | 0 |  | 0 | 0 | 0 | 0 | 1 | 0 | 0.99369 | 0.97314 | 0.99355 | 0.97554 | 0.99713 | 0.99768 | 0.99807 | 0.9983 | 0.99845 | 0.99853 | 0.0001 | 0.0001 | 1.056e-06 | 0.0001 | 0.99285 | 0.0001 | 0.99488 | 0.97871 | 0.92111 | 1 | 8.382e-05 | 8.3867e-05 | 8.8601e-07 | 8.3919e-05 | 0.83331 | 8.3938e-05
874 |  | 0 | 0 | 0 | 0 | 1 | 0 |  | 0 | 0 | 0 | 0 | 1 | 0 | 0.99334 | 0.97319 | 0.99319 | 0.97556 | 0.99697 | 0.99755 | 0.99796 | 0.99821 | 0.99836 | 0.99845 | 0.0001 | 0.0001 | 1.1318e-06 | 0.0001 | 0.99371 | 0.0001 | 0.99459 | 0.97875 | 0.91922 | 1 | 8.356e-05 | 8.3609e-05 | 9.4665e-07 | 8.3664e-05 | 0.8315 | 8.3684e-05
875 |  | 0 | 0 | 0 | 0 | 1 | 0 |  | 0 | 0 | 0 | 0 | 1 | 0 | 0.99299 | 0.97323 | 0.99283 | 0.97558 | 0.99681 | 0.99742 | 0.99785 | 0.99812 | 0.99827 | 0.99837 | 0.0001 | 0.0001 | 1.2077e-06 | 0.0001 | 0.98961 | 0.0001 | 0.99431 | 0.97879 | 0.91732 | 1 | 8.3301e-05 | 8.3352e-05 | 1.007e-06 | 8.341e-05 | 0.82556 | 8.3431e-05
876 |  | 0 | 0 | 0 | 0 | 1 | 0 |  | 0 | 0 | 0 | 0 | 1 | 0 | 0.99299 | 0.97328 | 0.99283 | 0.97561 | 0.99681 | 0.99742 | 0.99785 | 0.99812 | 0.99827 | 0.99837 | 0.0001 | 0.0001 | 9.5133e-07 | 0.0001 | 0.9907 | 0.0001 | 0.99431 | 0.97882 | 0.91462 | 1 | 8.3065e-05 | 8.3116e-05 | 7.9105e-07 | 8.3174e-05 | 0.82413 | 8.3195e-05
877 |  | 0 | 0 | 0 | 0 | 1 | 0 |  | 0 | 0 | 0 | 0 | 1 | 0 | 0.99299 | 0.97333 | 0.99283 | 0.97563 | 0.99681 | 0.99742 | 0.99785 | 0.99812 | 0.99827 | 0.99837 | 0.0001 | 0.0001 | 6.9502e-07 | 0.0001 | 0.99734 | 0.0001 | 0.99431 | 0.97886 | 0.91192 | 1 | 8.2829e-05 | 8.288e-05 | 5.7628e-07 | 8.2937e-05 | 0.8273 | 8.2958e-05
878 |  | 0 | 0 | 0 | 0 | 1 | 0 |  | 0 | 0 | 0 | 0 | 1 | 0 | 0.99299 | 0.97338 | 0.99283 | 0.97565 | 0.99681 | 0.99742 | 0.99785 | 0.99812 | 0.99827 | 0.99837 | 0.0001 | 0.0001 | 6.4667e-07 | 0.0001 | 0.99 | 0.0001 | 0.99431 | 0.97889 | 0.90922 | 1 | 8.2593e-05 | 8.2643e-05 | 5.3466e-07 | 8.2701e-05 | 0.81887 | 8.2722e-05
879 |  | 0 | 0 | 0 | 0 | 1 | 0 |  | 0 | 0 | 0 | 0 | 1 | 0 | 0.99299 | 0.97343 | 0.99283 | 0.97568 | 0.99681 | 0.99742 | 0.99785 | 0.99812 | 0.99827 | 0.99837 | 0.0001 | 0.0001 | 5.9837e-07 | 0.0001 | 0.99125 | 0.0001 | 0.99431 | 0.97893 | 0.90652 | 1 | 8.2357e-05 | 8.2407e-05 | 4.9331e-07 | 8.2465e-05 | 0.81756 | 8.2485e-05
880 |  | 0 | 0 | 0 | 0 | 1 | 0 |  | 0 | 0 | 0 | 0 | 1 | 0 | 0.99299 | 0.97348 | 0.99283 | 0.9757 | 0.99681 | 0.99742 | 0.99785 | 0.99812 | 0.99827 | 0.99837 | 0.0001 | 0.0001 | 6.0134e-07 | 0.0001 | 0.98545 | 0.00094 | 0.99431 | 0.97897 | 0.90382 | 1 | 8.2121e-05 | 8.2171e-05 | 4.9434e-07 | 8.2228e-05 | 0.81044 | 0.00077314
881 |  | 0 | 0 | 0 | 0 | 1 | 0 |  | 0 | 0 | 0 | 0 | 1 | 0 | 0.99323 | 0.97353 | 0.99307 | 0.97573 | 0.99692 | 0.99751 | 0.99792 | 0.99818 | 0.99833 | 0.99842 | 0.0001 | 0.0001 | 6.0386e-07 | 0.0001 | 0.9986 | 0.00093 | 0.9945 | 0.979 | 0.90112 | 1 | 8.1948e-05 | 8.1996e-05 | 4.9535e-07 | 8.2051e-05 | 0.81949 | 0.00076326
882 |  | 0 | 0 | 0 | 0 | 1 | 0 |  | 0 | 0 | 0 | 0 | 1 | 0 | 0.99346 | 0.97359 | 0.99331 | 0.97575 | 0.99702 | 0.99759 | 0.998 | 0.99824 | 0.99839 | 0.99848 | 0.0001 | 0.0001 | 9.052e-07 | 0.0001 | 0.98768 | 0.00094 | 0.99469 | 0.97904 | 0.89842 | 1 | 8.1774e-05 | 8.1821e-05 | 7.4095e-07 | 8.1874e-05 | 0.80877 | 0.0007698
883 |  | 0 | 0 | 0 | 0 | 1 | 0 |  | 0 | 0 | 0 | 0 | 1 | 0 | 0.99369 | 0.97364 | 0.99355 | 0.97578 | 0.99713 | 0.99768 | 0.99807 | 0.9983 | 0.99845 | 0.99853 | 0.0001 | 0.0001 | 1.2058e-06 | 0.0001 | 0.98995 | 0.00097 | 0.99488 | 0.97907 | 0.89572 | 1 | 8.1601e-05 | 8.1646e-05 | 9.8489e-07 | 8.1697e-05 | 0.80887 | 0.00079264
884 |  | 0 | 0 | 0 | 0 | 1 | 0 |  | 0 | 0 | 0 | 0 | 1 | 0 | 0.99393 | 0.97369 | 0.99379 | 0.9758 | 0.99724 | 0.99777 | 0.99814 | 0.99837 | 0.9985 | 0.99859 | 0.0001 | 0.0001 | 1.4253e-06 | 0.0001 | 0.99302 | 0.00093 | 0.99507 | 0.97911 | 0.89301 | 1 | 8.1427e-05 | 8.147e-05 | 1.1617e-06 | 8.1519e-05 | 0.80961 | 0.00075829
885 |  | 0 | 0 | 0 | 0 | 1 | 0 |  | 0 | 0 | 0 | 0 | 1 | 0 | 0.99416 | 0.97374 | 0.99402 | 0.97583 | 0.99734 | 0.99785 | 0.99821 | 0.99843 | 0.99856 | 0.99864 | 0.0001 | 0.0001 | 1.6456e-06 | 0.0001 | 0.98718 | 0.00096 | 0.99526 | 0.97914 | 0.89031 | 1 | 8.1253e-05 | 8.1294e-05 | 1.3383e-06 | 8.1341e-05 | 0.80309 | 0.00078104
886 |  | 0 | 0 | 0 | 0 | 1 | 0 |  | 0 | 0 | 0 | 0 | 1 | 0 | 0.99451 | 0.97379 | 0.99438 | 0.97586 | 0.9975 | 0.99798 | 0.99832 | 0.99852 | 0.99865 | 0.99872 | 0.0001 | 0.0001 | 2.1676e-06 | 0.0001 | 0.98602 | 0.00099 | 0.99554 | 0.97917 | 0.88761 | 1 | 8.1109e-05 | 8.1148e-05 | 1.7596e-06 | 8.1192e-05 | 0.80067 | 0.00080396
887 |  | 0 | 0 | 0 | 0 | 1 | 0 |  | 0 | 0 | 0 | 0 | 1 | 0 | 0.99486 | 0.97385 | 0.99474 | 0.97589 | 0.99766 | 0.99811 | 0.99843 | 0.99862 | 0.99873 | 0.9988 | 0.0001 | 0.0001 | 2.6904e-06 | 0.0001 | 0.9877 | 0.00099 | 0.99582 | 0.9792 | 0.88491 | 1 | 8.0965e-05 | 8.1002e-05 | 2.1799e-06 | 8.1043e-05 | 0.80055 | 0.00080248
888 |  | 0 | 0 | 0 | 0 | 1 | 0 |  | 0 | 0 | 0 | 0 | 1 | 0 | 0.99521 | 0.9739 | 0.9951 | 0.97591 | 0.99782 | 0.99824 | 0.99853 | 0.99871 | 0.99882 | 0.99888 | 0.0001 | 0.0001 | 2.9413e-06 | 0.0001 | 0.99207 | 0.00098 | 0.99611 | 0.97924 | 0.88221 | 1 | 8.0821e-05 | 8.0855e-05 | 2.3789e-06 | 8.0893e-05 | 0.8026 | 0.00079289
889 |  | 0 | 0 | 0 | 0 | 1 | 0 |  | 0 | 0 | 0 | 0 | 1 | 0 | 0.99556 | 0.97395 | 0.99546 | 0.97594 | 0.99798 | 0.99837 | 0.99864 | 0.99881 | 0.99891 | 0.99897 | 0.0001 | 0.0001 | 3.1908e-06 | 0.0001 | 0.99505 | 0.00101 | 0.99639 | 0.97927 | 0.87951 | 1 | 8.0676e-05 | 8.0708e-05 | 2.5759e-06 | 8.0743e-05 | 0.80351 | 0.00081564
890 |  | 0 | 0 | 0 | 0 | 1 | 0 |  | 0 | 0 | 0 | 0 | 1 | 0 | 0.99591 | 0.97401 | 0.99581 | 0.97597 | 0.99814 | 0.9985 | 0.99875 | 0.9989 | 0.99899 | 0.99905 | 0.0001 | 0.0001 | 3.3672e-06 | 0.0001 | 0.982 | 0.001 | 0.99668 | 0.9793 | 0.87681 | 1 | 8.0531e-05 | 8.056e-05 | 2.7133e-06 | 8.0592e-05 | 0.79149 | 0.00080604
891 |  | 0 | 0 | 0 | 0 | 1 | 0 |  | 0 | 0 | 0 | 0 | 1 | 0 | 0.99544 | 0.97406 | 0.99534 | 0.976 | 0.99793 | 0.99832 | 0.9986 | 0.99878 | 0.99888 | 0.99894 | 0.0001 | 0.0001 | 3.5446e-06 | 0.0001 | 0.99313 | 0.001 | 0.9963 | 0.97933 | 0.87411 | 1 | 8.0169e-05 | 8.0201e-05 | 2.8436e-06 | 8.0237e-05 | 0.79694 | 0.0008025
892 |  | 0 | 0 | 0 | 0 | 1 | 0 |  | 0 | 0 | 0 | 0 | 1 | 0 | 0.99498 | 0.97412 | 0.99486 | 0.97603 | 0.99771 | 0.99815 | 0.99846 | 0.99865 | 0.99876 | 0.99883 | 0.0001 | 0.0001 | 3.3718e-06 | 0.0001 | 0.98896 | 0.00102 | 0.99592 | 0.97936 | 0.87141 | 1 | 7.9807e-05 | 7.9842e-05 | 2.693e-06 | 7.9882e-05 | 0.79009 | 0.00081494
893 |  | 0 | 0 | 0 | 0 | 1 | 0 |  | 0 | 0 | 0 | 0 | 1 | 0 | 0.99451 | 0.97417 | 0.99438 | 0.97605 | 0.9975 | 0.99798 | 0.99832 | 0.99852 | 0.99865 | 0.99872 | 0.0001 | 0.0001 | 3.1986e-06 | 0.0001 | 0.98855 | 0.00106 | 0.99554 | 0.9794 | 0.8687 | 1 | 7.9447e-05 | 7.9485e-05 | 2.5432e-06 | 7.9528e-05 | 0.78627 | 0.00084316
894 |  | 0 | 0 | 0 | 0 | 1 | 0 |  | 0 | 0 | 0 | 0 | 1 | 0 | 0.99404 | 0.97423 | 0.99391 | 0.97608 | 0.99729 | 0.99781 | 0.99817 | 0.9984 | 0.99853 | 0.99861 | 0.0001 | 0.0001 | 2.8626e-06 | 0.0001 | 0.98651 | 0.00108 | 0.99516 | 0.97943 | 0.866 | 1 | 7.9087e-05 | 7.9128e-05 | 2.266e-06 | 7.9175e-05 | 0.78117 | 0.00085527
895 |  | 0 | 0 | 0 | 0 | 1 | 0 |  | 0 | 0 | 0 | 0 | 1 | 0 | 0.99358 | 0.97428 | 0.99343 | 0.97611 | 0.99708 | 0.99764 | 0.99803 | 0.99827 | 0.99842 | 0.9985 | 0.0001 | 0.0001 | 2.5266e-06 | 0.0001 | 0.99379 | 0.00109 | 0.99478 | 0.97946 | 0.8633 | 1 | 7.8728e-05 | 7.8772e-05 | 1.9911e-06 | 7.8822e-05 | 0.78344 | 0.00085936
896 |  | 0 | 0 | 0 | 0 | 1 | 0 |  | 0 | 0 | 0 | 0 | 1 | 0 | 0.99416 | 0.97434 | 0.99402 | 0.97614 | 0.99734 | 0.99785 | 0.99821 | 0.99843 | 0.99856 | 0.99864 | 0.0001 | 0.0001 | 1.7989e-06 | 0.0001 | 0.98849 | 0.00111 | 0.99526 | 0.97949 | 0.8606 | 1 | 7.8642e-05 | 7.8682e-05 | 1.416e-06 | 7.8728e-05 | 0.77832 | 0.00087407
897 |  | 0 | 0 | 0 | 0 | 1 | 0 |  | 0 | 0 | 0 | 0 | 1 | 0 | 0.99474 | 0.9744 | 0.99462 | 0.97617 | 0.99761 | 0.99807 | 0.99839 | 0.99859 | 0.9987 | 0.99878 | 0.0001 | 0.0001 | 1.0713e-06 | 0.0001 | 0.99078 | 0.00118 | 0.99573 | 0.97951 | 0.8579 | 1 | 7.8556e-05 | 7.8592e-05 | 8.4219e-07 | 7.8633e-05 | 0.77917 | 0.00092805
898 |  | 0 | 0 | 0 | 0 | 1 | 0 |  | 0 | 0 | 0 | 0 | 1 | 0 | 0.99533 | 0.97445 | 0.99522 | 0.9762 | 0.99787 | 0.99828 | 0.99857 | 0.99874 | 0.99885 | 0.99891 | 0.0001 | 0.0001 | 1.0617e-06 | 0.0001 | 0.9891 | 0.00118 | 0.9962 | 0.97954 | 0.8552 | 1 | 7.8469e-05 | 7.8501e-05 | 8.3365e-07 | 7.8537e-05 | 0.77689 | 0.0009269
899 |  | 0 | 0 | 0 | 0 | 1 | 0 |  | 0 | 0 | 0 | 0 | 1 | 0 | 0.99591 | 0.97451 | 0.99581 | 0.97623 | 0.99814 | 0.9985 | 0.99875 | 0.9989 | 0.99899 | 0.99905 | 0.0001 | 0.0001 | 1.0518e-06 | 0.0001 | 0.98774 | 0.00129 | 0.99668 | 0.97957 | 0.8525 | 1 | 7.8381e-05 | 7.8409e-05 | 8.2493e-07 | 7.8441e-05 | 0.77486 | 0.001012
900 |  | 0 | 0 | 0 | 0 | 1 | 0 |  | 0 | 0 | 0 | 0 | 1 | 0 | 0.99649 | 0.97457 | 0.99641 | 0.97626 | 0.9984 | 0.99871 | 0.99893 | 0.99906 | 0.99914 | 0.99918 | 0.0001 | 0.0001 | 8.4877e-07 | 0.0001 | 0.987 | 0.00136 | 0.99715 | 0.9796 | 0.8498 | 1 | 7.8293e-05 | 7.8317e-05 | 6.6487e-07 | 7.8344e-05 | 0.77331 | 0.0010656
901 |  | 0 | 0 | 0 | 0 | 1 | 0 |  | 0 | 0 | 0 | 0 | 1 | 0 | 0.99614 | 0.97462 | 0.99605 | 0.97629 | 0.99825 | 0.99858 | 0.99882 | 0.99896 | 0.99905 | 0.9991 | 0.0001 | 0.0001 | 6.4509e-07 | 0.0001 | 0.98768 | 0.00145 | 0.99687 | 0.97962 | 0.84562 | 1 | 7.7827e-05 | 7.7853e-05 | 5.0235e-07 | 7.7883e-05 | 0.7693 | 0.0011295
902 |  | 0 | 0 | 0 | 0 | 1 | 0 |  | 0 | 0 | 0 | 0 | 1 | 0 | 0.99579 | 0.97468 | 0.99569 | 0.97632 | 0.99809 | 0.99845 | 0.99871 | 0.99887 | 0.99896 | 0.99902 | 0.0001 | 0.0001 | 6.7113e-07 | 0.0001 | 0.98985 | 0.00167 | 0.99658 | 0.97965 | 0.84145 | 1 | 7.7362e-05 | 7.7391e-05 | 5.1952e-07 | 7.7423e-05 | 0.76644 | 0.0012932
903 |  | 0 | 0 | 0 | 0 | 1 | 0 |  | 0 | 0 | 0 | 0 | 1 | 0 | 0.99544 | 0.97474 | 0.99534 | 0.97636 | 0.99793 | 0.99832 | 0.9986 | 0.99878 | 0.99888 | 0.99894 | 0.0001 | 0.0001 | 6.9604e-07 | 0.0001 | 0.98522 | 0.00187 | 0.9963 | 0.97967 | 0.83728 | 1 | 7.6899e-05 | 7.6929e-05 | 5.3561e-07 | 7.6964e-05 | 0.75834 | 0.0014395
904 |  | 0 | 0 | 0 | 0 | 1 | 0 |  | 0 | 0 | 0 | 0 | 1 | 0 | 0.99509 | 0.97479 | 0.99498 | 0.97639 | 0.99777 | 0.99819 | 0.9985 | 0.99868 | 0.99879 | 0.99886 | 0.0001 | 0.0001 | 5.7348e-07 | 0.0001 | 0.97883 | 0.00216 | 0.99601 | 0.9797 | 0.8331 | 1 | 7.6436e-05 | 7.6468e-05 | 4.3867e-07 | 7.6506e-05 | 0.74894 | 0.0016528
905 |  | 0 | 0 | 0 | 0 | 1 | 0 |  | 0 | 0 | 0 | 0 | 1 | 0 | 0.99474 | 0.97485 | 0.99462 | 0.97642 | 0.99761 | 0.99807 | 0.99839 | 0.99859 | 0.9987 | 0.99878 | 0.0001 | 0.0001 | 4.5128e-07 | 0.0001 | 0.98311 | 0.00263 | 0.99573 | 0.97972 | 0.82893 | 1 | 7.5974e-05 | 7.6008e-05 | 3.4312e-07 | 7.6048e-05 | 0.74772 | 0.0020004
906 |  | 0 | 0 | 0 | 0 | 1 | 0 |  | 0 | 0 | 0 | 0 | 1 | 0 | 0.99463 | 0.97491 | 0.9945 | 0.97645 | 0.99755 | 0.99802 | 0.99835 | 0.99856 | 0.99868 | 0.99875 | 0.0001 | 0.0001 | 6.8417e-07 | 0.0001 | 0.97878 | 0.00325 | 0.99563 | 0.97975 | 0.82476 | 1 | 7.5571e-05 | 7.5606e-05 | 5.1745e-07 | 7.5646e-05 | 0.7405 | 0.002459
907 |  | 0 | 0 | 0 | 0 | 1 | 0 |  | 0 | 0 | 0 | 0 | 1 | 0 | 0.99451 | 0.97496 | 0.99438 | 0.97648 | 0.9975 | 0.99798 | 0.99832 | 0.99852 | 0.99865 | 0.99872 | 0.0001 | 0.0001 | 9.1813e-07 | 0.0001 | 0.9875 | 0.00421 | 0.99554 | 0.97977 | 0.82058 | 1 | 7.5168e-05 | 7.5204e-05 | 6.907e-07 | 7.5245e-05 | 0.74313 | 0.0031684
908 |  | 0 | 0 | 0 | 0 | 1 | 1 |  | 0 | 0 | 0 | 0 | 1 | 0 | 0.99439 | 0.97502 | 0.99426 | 0.97651 | 0.99745 | 0.99794 | 0.99828 | 0.99849 | 0.99862 | 0.99869 | 0.0001 | 0.0001 | 7.7486e-07 | 0.0001 | 0.9769 | 0.00568 | 0.99545 | 0.97979 | 0.81641 | 1 | 7.4765e-05 | 7.4802e-05 | 5.7981e-07 | 7.4843e-05 | 0.73124 | 0.004252
909 |  | 0 | 0 | 0 | 0 | 1 | 1 |  | 0 | 0 | 0 | 0 | 1 | 0 | 0.99428 | 0.97508 | 0.99414 | 0.97654 | 0.9974 | 0.99789 | 0.99825 | 0.99846 | 0.99859 | 0.99867 | 0.0001 | 0.0001 | 6.3137e-07 | 0.0001 | 0.97153 | 0.00769 | 0.99535 | 0.97981 | 0.81224 | 1 | 7.4363e-05 | 7.44e-05 | 4.699e-07 | 7.4442e-05 | 0.72332 | 0.0057258
910 |  | 0 | 0 | 0 | 0 | 1 | 1 |  | 0 | 0 | 0 | 0 | 1 | 0 | 0.99416 | 0.97514 | 0.99402 | 0.97657 | 0.99734 | 0.99785 | 0.99821 | 0.99843 | 0.99856 | 0.99864 | 0.0001 | 0.0001 | 6.8155e-07 | 0.0001 | 0.96371 | 0.0111 | 0.99526 | 0.97983 | 0.80806 | 1 | 7.396e-05 | 7.3998e-05 | 5.0451e-07 | 7.4041e-05 | 0.71363 | 0.0082203
911 |  | 0 | 0 | 0 | 0 | 1 | 1 |  | 0 | 0 | 0 | 0 | 1 | 0 | 0.99416 | 0.97519 | 0.99402 | 0.9766 | 0.99734 | 0.99785 | 0.99821 | 0.99843 | 0.99856 | 0.99864 | 0.0001 | 0.0001 | 7.3109e-07 | 0.0001 | 0.94695 | 0.0159 | 0.99526 | 0.97985 | 0.80389 | 1 | 7.3586e-05 | 7.3624e-05 | 5.3845e-07 | 7.3667e-05 | 0.69768 | 0.011715
912 |  | 0 | 0 | 0 | 0 | 1 | 1 |  | 0 | 0 | 0 | 0 | 0.96 | 0.04 | 0.99416 | 0.97525 | 0.99402 | 0.97663 | 0.99734 | 0.99785 | 0.99821 | 0.99843 | 0.99856 | 0.99864 | 0.0001 | 0.0001 | 1.0685e-06 | 0.0001 | 0.92597 | 0.02352 | 0.99526 | 0.97987 | 0.79972 | 1 | 7.3213e-05 | 7.325e-05 | 7.8294e-07 | 7.3292e-05 | 0.67875 | 0.017242
913 |  | 0 | 0 | 0 | 0 | 1 | 1 |  | 0 | 0 | 0 | 0 | 0.92 | 0.08 | 0.99416 | 0.97531 | 0.99402 | 0.97667 | 0.99734 | 0.99785 | 0.99821 | 0.99843 | 0.99856 | 0.99864 | 0.0001 | 0.0001 | 1.4057e-06 | 0.0001 | 0.90761 | 0.03481 | 0.99526 | 0.97989 | 0.79554 | 1 | 7.2838e-05 | 7.2876e-05 | 1.0248e-06 | 7.2918e-05 | 0.6619 | 0.025388
914 |  | 0 | 0 | 0 | 0 | 1 | 1 |  | 0 | 0 | 0 | 0 | 0.88 | 0.12 | 0.99416 | 0.97537 | 0.99402 | 0.9767 | 0.99734 | 0.99785 | 0.99821 | 0.99843 | 0.99856 | 0.99864 | 0.0001 | 0.0001 | 1.5143e-06 | 0.0001 | 0.87963 | 0.04804 | 0.99526 | 0.97991 | 0.79137 | 1 | 7.2464e-05 | 7.2501e-05 | 1.0983e-06 | 7.2543e-05 | 0.6382 | 0.034857
915 |  | 0 | 0 | 0 | 0 | 1 | 1 |  | 0 | 0 | 0 | 0 | 0.84 | 0.16 | 0.99416 | 0.97542 | 0.99402 | 0.97673 | 0.99734 | 0.99785 | 0.99821 | 0.99843 | 0.99856 | 0.99864 | 0.0001 | 0.0001 | 1.6239e-06 | 0.0001 | 0.85598 | 0.06684 | 0.99526 | 0.97993 | 0.7872 | 1 | 7.209e-05 | 7.2127e-05 | 1.1717e-06 | 7.2169e-05 | 0.61783 | 0.048248
916 |  | 0 | 0 | 0 | 0 | 1 | 1 |  | 0 | 0 | 0 | 0 | 0.8 | 0.2 | 0.99404 | 0.97548 | 0.99391 | 0.97676 | 0.99729 | 0.99781 | 0.99817 | 0.9984 | 0.99853 | 0.99861 | 0.0001 | 0.0001 | 2.0894e-06 | 0.0001 | 0.83558 | 0.08852 | 0.99516 | 0.97994 | 0.78302 | 1 | 7.1688e-05 | 7.1725e-05 | 1.4991e-06 | 7.1768e-05 | 0.59976 | 0.063542
917 |  | 0 | 0 | 0 | 0 | 1 | 1 |  | 0 | 0 | 0 | 0 | 0.76 | 0.24 | 0.99393 | 0.97554 | 0.99379 | 0.97679 | 0.99724 | 0.99777 | 0.99814 | 0.99837 | 0.9985 | 0.99859 | 0.0001 | 0.0001 | 2.5548e-06 | 0.0001 | 0.81839 | 0.11149 | 0.99507 | 0.97996 | 0.77885 | 1 | 7.1286e-05 | 7.1324e-05 | 1.8229e-06 | 7.1367e-05 | 0.58414 | 0.079584
918 |  | 0 | 0 | 0 | 0 | 1 | 1 |  | 0 | 0 | 0 | 0 | 0.72 | 0.28 | 0.99381 | 0.9756 | 0.99367 | 0.97682 | 0.99718 | 0.99772 | 0.9981 | 0.99834 | 0.99847 | 0.99856 | 0.0001 | 0.0001 | 2.8476e-06 | 0.0001 | 0.78928 | 0.13678 | 0.99497 | 0.97998 | 0.77468 | 1 | 7.0884e-05 | 7.0923e-05 | 2.0204e-06 | 7.0966e-05 | 0.5602 | 0.097089
919 |  | 0 | 0 | 0 | 0 | 1 | 1 |  | 0 | 0 | 0 | 0 | 0.68 | 0.32 | 0.99369 | 0.97565 | 0.99355 | 0.97685 | 0.99713 | 0.99768 | 0.99807 | 0.9983 | 0.99845 | 0.99853 | 0.0001 | 0.0001 | 3.1431e-06 | 0.0001 | 0.77326 | 0.16022 | 0.99488 | 0.97999 | 0.7705 | 1 | 7.0483e-05 | 7.0521e-05 | 2.2175e-06 | 7.0566e-05 | 0.54573 | 0.11309
920 |  | 0 | 0 | 0 | 0 | 1 | 1 |  | 0 | 0 | 0 | 0 | 0.64 | 0.36 | 0.99358 | 0.97571 | 0.99343 | 0.97688 | 0.99708 | 0.99764 | 0.99803 | 0.99827 | 0.99842 | 0.9985 | 0.0001 | 0.0001 | 3.2882e-06 | 0.0001 | 0.73696 | 0.19122 | 0.99478 | 0.98001 | 0.76633 | 1 | 7.0081e-05 | 7.012e-05 | 2.3066e-06 | 7.0165e-05 | 0.51716 | 0.1342
921 |  | 0 | 0 | 0 | 0 | 1 | 1 |  | 0 | 0 | 0 | 0 | 0.6 | 0.4 | 0.99334 | 0.97577 | 0.99319 | 0.97691 | 0.99697 | 0.99755 | 0.99796 | 0.99821 | 0.99836 | 0.99845 | 0.0001 | 0.0001 | 3.434e-06 | 0.0001 | 0.69274 | 0.22249 | 0.99459 | 0.98002 | 0.76093 | 1 | 6.9541e-05 | 6.9582e-05 | 2.3904e-06 | 6.9628e-05 | 0.48241 | 0.15495
922 |  | 0 | 0 | 0 | 0 | 1 | 1 |  | 0 | 0 | 0 | 0 | 0.56 | 0.44 | 0.99311 | 0.97582 | 0.99295 | 0.97694 | 0.99686 | 0.99746 | 0.99789 | 0.99815 | 0.9983 | 0.9984 | 0.0001 | 0.0001 | 3.4815e-06 | 0.0001 | 0.64656 | 0.25267 | 0.9944 | 0.98003 | 0.75554 | 1 | 6.9002e-05 | 6.9044e-05 | 2.4048e-06 | 6.9091e-05 | 0.44678 | 0.17462
923 |  | 0 | 0 | 0 | 0 | 1 | 1 |  | 0 | 0 | 0 | 0 | 0.52 | 0.48 | 0.99288 | 0.97588 | 0.99271 | 0.97697 | 0.99676 | 0.99738 | 0.99782 | 0.99809 | 0.99824 | 0.99834 | 0.0001 | 0.0001 | 3.5282e-06 | 0.0001 | 0.59276 | 0.28722 | 0.99421 | 0.98005 | 0.75015 | 1 | 6.8464e-05 | 6.8506e-05 | 2.4181e-06 | 6.8555e-05 | 0.40643 | 0.19695
924 |  | 0 | 0 | 0 | 0 | 1 | 1 |  | 0 | 0 | 0 | 0 | 0.48 | 0.52 | 0.99265 | 0.97594 | 0.99248 | 0.977 | 0.99665 | 0.99729 | 0.99775 | 0.99802 | 0.99819 | 0.99829 | 0.0001 | 0.0001 | 3.2218e-06 | 0.0001 | 0.54242 | 0.32416 | 0.99403 | 0.98006 | 0.74475 | 1 | 6.7926e-05 | 6.7969e-05 | 2.1908e-06 | 6.8019e-05 | 0.36901 | 0.22055
925 |  | 0 | 0 | 0 | 0 | 1 | 1 |  | 0 | 0 | 0 | 0 | 0.44 | 0.56 | 0.99241 | 0.97599 | 0.99224 | 0.97703 | 0.99655 | 0.99721 | 0.99767 | 0.99796 | 0.99813 | 0.99823 | 0.0001 | 0.0001 | 2.9136e-06 | 0.0001 | 0.49567 | 0.36461 | 0.99384 | 0.98007 | 0.73936 | 1 | 6.7388e-05 | 6.7433e-05 | 1.9657e-06 | 6.7484e-05 | 0.33455 | 0.24612
926 |  | 0 | 0 | 0 | 0 | 1 | 1 |  | 0 | 0 | 0 | 0 | 0.4 | 0.6 | 0.99171 | 0.97605 | 0.99152 | 0.97706 | 0.99623 | 0.99695 | 0.99746 | 0.99777 | 0.99796 | 0.99807 | 0.0001 | 0.0001 | 2.4976e-06 | 0.0001 | 0.44708 | 0.41368 | 0.99327 | 0.98008 | 0.7341 | 1 | 6.676e-05 | 6.6809e-05 | 1.6695e-06 | 6.6864e-05 | 0.29899 | 0.27669
927 |  | 0 | 0 | 0 | 0 | 1 | 1 |  | 0 | 0 | 0 | 0 | 0.36 | 0.64 | 0.99102 | 0.9761 | 0.99081 | 0.97709 | 0.99591 | 0.99669 | 0.99725 | 0.99758 | 0.99778 | 0.99791 | 0.0001 | 0.0001 | 2.0819e-06 | 0.0001 | 0.39155 | 0.46733 | 0.9927 | 0.98009 | 0.72883 | 1 | 6.6135e-05 | 6.6187e-05 | 1.3787e-06 | 6.6246e-05 | 0.25944 | 0.30969
928 |  | 0 | 0 | 0 | 0 | 1 | 1 |  | 0 | 0 | 0 | 0 | 0.32 | 0.68 | 0.99032 | 0.97616 | 0.9901 | 0.97712 | 0.99559 | 0.99643 | 0.99703 | 0.9974 | 0.99761 | 0.99774 | 0.0001 | 0.0001 | 1.9066e-06 | 0.0001 | 0.34659 | 0.51584 | 0.99213 | 0.9801 | 0.72357 | 1 | 6.5512e-05 | 6.5568e-05 | 1.2508e-06 | 6.5631e-05 | 0.22752 | 0.33867
929 |  | 0 | 0 | 0 | 0 | 1 | 1 |  | 0 | 0 | 0 | 0 | 0.28 | 0.72 | 0.98962 | 0.97621 | 0.98939 | 0.97715 | 0.99527 | 0.99618 | 0.99682 | 0.99721 | 0.99744 | 0.99758 | 0.0001 | 0.0001 | 1.7304e-06 | 0.0001 | 0.29654 | 0.57002 | 0.99157 | 0.9801 | 0.71831 | 1 | 6.4892e-05 | 6.4951e-05 | 1.1246e-06 | 6.5018e-05 | 0.19285 | 0.37075
930 |  | 0 | 0 | 0 | 0 | 1 | 1 |  | 0 | 0 | 0 | 0 | 0.24 | 0.76 | 0.98893 | 0.97627 | 0.98867 | 0.97717 | 0.99495 | 0.99592 | 0.9966 | 0.99702 | 0.99727 | 0.99742 | 0.0001 | 0.0001 | 1.7208e-06 | 0.0001 | 0.24847 | 0.62045 | 0.991 | 0.98011 | 0.71305 | 1 | 6.4273e-05 | 6.4336e-05 | 1.1078e-06 | 6.4407e-05 | 0.16007 | 0.39977
931 |  | 0 | 0 | 0 | 0 | 1 | 1 |  | 0 | 0 | 0 | 0 | 0.2 | 0.8 | 0.98765 | 0.97632 | 0.98737 | 0.9772 | 0.99437 | 0.99545 | 0.99621 | 0.99667 | 0.99695 | 0.99712 | 0.0001 | 0.0001 | 1.7103e-06 | 0.0001 | 0.20175 | 0.67278 | 0.98996 | 0.98012 | 0.70779 | 1 | 6.3534e-05 | 6.3603e-05 | 1.0886e-06 | 6.3682e-05 | 0.12851 | 0.42863
932 |  | 0 | 0 | 0 | 0 | 1 | 1 |  | 0 | 0 | 0 | 0 | 0.16 | 0.84 | 0.98638 | 0.97637 | 0.98606 | 0.97723 | 0.99379 | 0.99498 | 0.99582 | 0.99633 | 0.99663 | 0.99682 | 0.0001 | 0.0001 | 1.5678e-06 | 0.0001 | 0.14941 | 0.72503 | 0.98893 | 0.98013 | 0.70253 | 1 | 6.2801e-05 | 6.2876e-05 | 9.8658e-07 | 6.2961e-05 | 0.094099 | 0.45671
933 |  | 0 | 0 | 0 | 0 | 1 | 1 |  | 0 | 0 | 0 | 0 | 0.12 | 0.88 | 0.9851 | 0.97643 | 0.98476 | 0.97726 | 0.9932 | 0.9945 | 0.99542 | 0.99598 | 0.99632 | 0.99652 | 0.0001 | 0.0001 | 1.4241e-06 | 0.0001 | 0.10513 | 0.77437 | 0.98789 | 0.98013 | 0.69727 | 1 | 6.2072e-05 | 6.2153e-05 | 8.8593e-07 | 6.2245e-05 | 0.06546 | 0.48227
934 |  | 0 | 0 | 0 | 0 | 1 | 1 |  | 0 | 0 | 0 | 0 | 0.08 | 0.92 | 0.98383 | 0.97648 | 0.98346 | 0.97728 | 0.99262 | 0.99403 | 0.99503 | 0.99564 | 0.996 | 0.99622 | 0.0001 | 0.0001 | 1.0358e-06 | 0.0001 | 0.07089 | 0.81559 | 0.98686 | 0.98013 | 0.69201 | 1 | 6.1348e-05 | 6.1435e-05 | 6.3697e-07 | 6.1534e-05 | 0.043637 | 0.50216
935 |  | 0 | 0 | 0 | 0 | 1 | 1 |  | 0 | 0 | 0 | 0 | 0.04 | 0.96 | 0.98256 | 0.97653 | 0.98216 | 0.97731 | 0.99204 | 0.99356 | 0.99464 | 0.99529 | 0.99568 | 0.99592 | 0.0001 | 0.0001 | 6.4683e-07 | 0.0001 | 0.04496 | 0.84963 | 0.98582 | 0.98014 | 0.68675 | 1 | 6.0628e-05 | 6.0721e-05 | 3.9319e-07 | 6.0827e-05 | 0.027359 | 0.51713
936 |  | 0 | 0 | 0 | 0 | 1 | 1 |  | 0 | 0 | 0 | 0 | 0 | 1 | 0.98164 | 0.97659 | 0.98122 | 0.97734 | 0.99162 | 0.99322 | 0.99435 | 0.99504 | 0.99545 | 0.9957 | 0.0001 | 0.0001 | 6.8607e-07 | 0.0001 | 0.02595 | 0.88004 | 0.98507 | 0.98014 | 0.68148 | 1 | 5.9983e-05 | 6.008e-05 | 4.1266e-07 | 6.019e-05 | 0.015626 | 0.53005
937 |  | 0 | 0 | 0 | 0 | 1 | 1 |  | 0 | 0 | 0 | 0 | 0 | 1 | 0.98072 | 0.97664 | 0.98028 | 0.97736 | 0.99119 | 0.99288 | 0.99406 | 0.99479 | 0.99522 | 0.99549 | 0.0001 | 0.0001 | 7.2453e-07 | 0.0001 | 0.01565 | 0.90475 | 0.98432 | 0.98014 | 0.67622 | 1 | 5.9341e-05 | 5.9442e-05 | 4.3119e-07 | 5.9557e-05 | 0.0093247 | 0.53922
938 |  | 0 | 0 | 0 | 0 | 1 | 1 |  | 0 | 0 | 0 | 0 | 0 | 1 | 0.9798 | 0.97669 | 0.97933 | 0.97739 | 0.99077 | 0.99253 | 0.99378 | 0.99454 | 0.99499 | 0.99527 | 0.0001 | 0.0001 | 9.1493e-07 | 0.0001 | 0.00904 | 0.9242 | 0.98357 | 0.98014 | 0.67096 | 1 | 5.8703e-05 | 5.8807e-05 | 5.3872e-07 | 5.8926e-05 | 0.0053293 | 0.54499
939 |  | 0 | 0 | 0 | 0 | 1 | 1 |  | 0 | 0 | 0 | 0 | 0 | 1 | 0.97888 | 0.97674 | 0.97839 | 0.97741 | 0.99035 | 0.99219 | 0.99349 | 0.99429 | 0.99476 | 0.99505 | 0.0001 | 0.0001 | 1.1047e-06 | 0.0001 | 0.00531 | 0.93801 | 0.98282 | 0.98014 | 0.6657 | 1 | 5.8067e-05 | 5.8175e-05 | 6.4348e-07 | 5.8298e-05 | 0.0030971 | 0.54726
940 |  | 0 | 0 | 0 | 0 | 0 | 1 |  | 0 | 0 | 0 | 0 | 0 | 1 | 0.97796 | 0.97679 | 0.97745 | 0.97744 | 0.98992 | 0.99185 | 0.99321 | 0.99404 | 0.99453 | 0.99484 | 0.0001 | 0.0001 | 9.1477e-07 | 0.0001 | 0.00331 | 0.94762 | 0.98207 | 0.98014 | 0.66044 | 1 | 5.7435e-05 | 5.7546e-05 | 5.2714e-07 | 5.7673e-05 | 0.0019099 | 0.54696
941 |  | 0 | 0 | 0 | 0 | 0 | 1 |  | 0 | 0 | 0 | 0 | 0 | 1 | 0.97819 | 0.97684 | 0.97769 | 0.97746 | 0.99003 | 0.99193 | 0.99328 | 0.9941 | 0.99459 | 0.99489 | 0.0001 | 0.0001 | 7.2448e-07 | 0.0001 | 0.0019 | 0.9539 | 0.98225 | 0.98014 | 0.65518 | 1 | 5.7025e-05 | 5.7135e-05 | 4.145e-07 | 5.726e-05 | 0.0010885 | 0.54664
942 |  | 0 | 0 | 0 | 0 | 0 | 1 |  | 0 | 0 | 0 | 0 | 0 | 1 | 0.97842 | 0.9769 | 0.97792 | 0.97749 | 0.99014 | 0.99202 | 0.99335 | 0.99417 | 0.99465 | 0.99494 | 0.0001 | 0.0001 | 1.1772e-06 | 0.0001 | 0.00136 | 0.9587 | 0.98244 | 0.98014 | 0.64992 | 1 | 5.6616e-05 | 5.6723e-05 | 6.6867e-07 | 5.6846e-05 | 0.00077348 | 0.54541
943 |  | 0 | 0 | 0 | 0 | 0 | 1 |  | 0 | 0 | 0 | 0 | 0 | 1 | 0.97865 | 0.97695 | 0.97816 | 0.97751 | 0.99024 | 0.9921 | 0.99342 | 0.99423 | 0.99471 | 0.995 | 0.0001 | 0.0001 | 1.632e-06 | 0.0001 | 0.00091 | 0.96086 | 0.98263 | 0.98014 | 0.64466 | 1 | 5.6205e-05 | 5.6311e-05 | 9.202e-07 | 5.6431e-05 | 0.00051377 | 0.54264
944 |  | 0 | 0 | 0 | 0 | 0 | 1 |  | 0 | 0 | 0 | 0 | 0 | 1 | 0.97888 | 0.977 | 0.97839 | 0.97754 | 0.99035 | 0.99219 | 0.99349 | 0.99429 | 0.99476 | 0.99505 | 0.0001 | 0.0001 | 2.1274e-06 | 0.0001 | 0.00041 | 0.96497 | 0.98282 | 0.98013 | 0.6394 | 1 | 5.5793e-05 | 5.5897e-05 | 1.1907e-06 | 5.6015e-05 | 0.00022977 | 0.54095
945 |  | 0 | 0 | 0 | 0 | 0 | 1 |  | 0 | 0 | 0 | 0 | 0 | 1 | 0.97911 | 0.97704 | 0.97863 | 0.97756 | 0.99045 | 0.99228 | 0.99357 | 0.99435 | 0.99482 | 0.99511 | 0.0001 | 0.0001 | 2.622e-06 | 0.0001 | 0.00042 | 0.96599 | 0.983 | 0.98013 | 0.63414 | 1 | 5.5381e-05 | 5.5483e-05 | 1.4566e-06 | 5.5599e-05 | 0.00023362 | 0.53749
946 |  | 0 | 0 | 0 | 0 | 0 | 1 |  | 0 | 0 | 0 | 0 | 0 | 1 | 0.97991 | 0.97709 | 0.97945 | 0.97758 | 0.99082 | 0.99258 | 0.99382 | 0.99457 | 0.99502 | 0.9953 | 0.0001 | 0.0001 | 2.9925e-06 | 0.0001 | 0.00024 | 0.96839 | 0.98366 | 0.98012 | 0.62887 | 1 | 5.5074e-05 | 5.5171e-05 | 1.6531e-06 | 5.5282e-05 | 0.00013274 | 0.53574
947 |  | 0 | 0 | 0 | 0 | 0 | 1 |  | 0 | 0 | 0 | 0 | 0 | 1 | 0.98072 | 0.97714 | 0.98028 | 0.9776 | 0.99119 | 0.99288 | 0.99406 | 0.99479 | 0.99522 | 0.99549 | 0.0001 | 0.0001 | 3.3601e-06 | 0.0001 | 0 | 0.96933 | 0.98432 | 0.98012 | 0.62361 | 1 | 5.4764e-05 | 5.4857e-05 | 1.8455e-06 | 5.4963e-05 | 0 | 0.53315
948 |  | 0 | 0 | 0 | 0 | 0 | 1 |  | 0 | 0 | 0 | 0 | 0 | 1 | 0.98152 | 0.97719 | 0.9811 | 0.97762 | 0.99156 | 0.99318 | 0.99431 | 0.99501 | 0.99542 | 0.99568 | 0.0001 | 0.0001 | 3.5824e-06 | 0.0001 | 0 | 0.97194 | 0.98498 | 0.98011 | 0.61835 | 1 | 5.4453e-05 | 5.4542e-05 | 1.9561e-06 | 5.4642e-05 | 0 | 0.53145
949 |  | 0 | 0 | 0 | 0 | 0 | 1 |  | 0 | 0 | 0 | 0 | 0 | 1 | 0.98233 | 0.97723 | 0.98193 | 0.97764 | 0.99193 | 0.99348 | 0.99456 | 0.99523 | 0.99563 | 0.99587 | 0.0001 | 0.0001 | 3.8037e-06 | 0.0001 | 0 | 0.97206 | 0.98563 | 0.9801 | 0.61309 | 1 | 5.4139e-05 | 5.4223e-05 | 2.0648e-06 | 5.4319e-05 | 0 | 0.52835
950 |  | 0 | 0 | 0 | 0 | 0 | 1 |  | 0 | 0 | 0 | 0 | 0 | 1 | 0.98314 | 0.97728 | 0.98275 | 0.97766 | 0.9923 | 0.99378 | 0.99481 | 0.99545 | 0.99583 | 0.99606 | 0.0001 | 0.0001 | 4.4463e-06 | 0.0001 | 0.00011 | 0.97355 | 0.98629 | 0.98009 | 0.60781 | 1 | 5.3821e-05 | 5.3901e-05 | 2.3991e-06 | 5.3992e-05 | 5.9413e-05 | 0.52596
951 |  | 0 | 0 | 0 | 0 | 0 | 1 |  | 0 | 0 | 0 | 0 | 0 | 1 | 0.98383 | 0.97733 | 0.98346 | 0.97768 | 0.99262 | 0.99403 | 0.99503 | 0.99564 | 0.996 | 0.99622 | 0.0001 | 0.0001 | 5.0883e-06 | 0.0001 | 9e-05 | 0.97449 | 0.98686 | 0.98008 | 0.60189 | 1 | 5.3424e-05 | 5.35e-05 | 2.7249e-06 | 5.3586e-05 | 4.8245e-05 | 0.5225
952 |  | 0 | 0 | 0 | 0 | 0 | 1 |  | 0 | 0 | 0 | 0 | 0 | 1 | 0.98453 | 0.97737 | 0.98417 | 0.9777 | 0.99294 | 0.99429 | 0.99524 | 0.99583 | 0.99617 | 0.99638 | 0.0001 | 0.0001 | 5.172e-06 | 0.0001 | 0 | 0.97467 | 0.98742 | 0.98007 | 0.59598 | 1 | 5.3025e-05 | 5.3097e-05 | 2.7488e-06 | 5.3179e-05 | 0 | 0.51861
953 |  | 0 | 0 | 0 | 0 | 0 | 1 |  | 0 | 0 | 0 | 0 | 0 | 1 | 0.98522 | 0.97742 | 0.98488 | 0.97772 | 0.99326 | 0.99455 | 0.99546 | 0.99602 | 0.99634 | 0.99655 | 0.0001 | 0.0001 | 5.2567e-06 | 0.0001 | 0 | 0.97602 | 0.98798 | 0.98006 | 0.59006 | 1 | 5.2623e-05 | 5.2691e-05 | 2.7724e-06 | 5.2769e-05 | 0 | 0.51531
954 |  | 0 | 0 | 0 | 0 | 0 | 1 |  | 0 | 0 | 0 | 0 | 0 | 1 | 0.98591 | 0.97746 | 0.98559 | 0.97774 | 0.99358 | 0.9948 | 0.99567 | 0.9962 | 0.99652 | 0.99671 | 0.0001 | 0.0001 | 5.3695e-06 | 0.0001 | 5e-05 | 0.97655 | 0.98855 | 0.98005 | 0.58414 | 1 | 5.2219e-05 | 5.2284e-05 | 2.8098e-06 | 5.2357e-05 | 2.6187e-05 | 0.51155
955 |  | 0 | 0 | 0 | 0 | 0 | 1 |  | 0 | 0 | 0 | 0 | 0 | 1 | 0.98661 | 0.97751 | 0.9863 | 0.97776 | 0.99389 | 0.99506 | 0.99589 | 0.99639 | 0.99669 | 0.99687 | 0.0001 | 0.0001 | 5.4805e-06 | 0.0001 | 0 | 0.97675 | 0.98912 | 0.98004 | 0.57823 | 1 | 5.1813e-05 | 5.1873e-05 | 2.8453e-06 | 5.1943e-05 | 0 | 0.5076
956 |  | 0 | 0 | 0 | 0 | 0 | 1 |  | 0 | 0 | 0 | 0 | 0 | 1 | 0.98707 | 0.97755 | 0.98678 | 0.97778 | 0.99411 | 0.99523 | 0.99603 | 0.99652 | 0.9968 | 0.99698 | 0.0001 | 0.0001 | 5.7545e-06 | 0.0001 | 0 | 0.97845 | 0.98949 | 0.98002 | 0.57231 | 1 | 5.1364e-05 | 5.1422e-05 | 2.9615e-06 | 5.1489e-05 | 0 | 0.50403
957 |  | 0 | 0 | 0 | 0 | 0 | 1 |  | 0 | 0 | 0 | 0 | 0 | 1 | 0.98754 | 0.97759 | 0.98725 | 0.97779 | 0.99432 | 0.9954 | 0.99617 | 0.99664 | 0.99692 | 0.99709 | 0.0001 | 0.0001 | 6.0274e-06 | 0.0001 | 0 | 0.97979 | 0.98987 | 0.98001 | 0.5664 | 1 | 5.0914e-05 | 5.097e-05 | 3.0745e-06 | 5.1033e-05 | 0 | 0.50024
958 |  | 0 | 0 | 0 | 0 | 0 | 1 |  | 0 | 0 | 0 | 0 | 0 | 1 | 0.988 | 0.97763 | 0.98772 | 0.97781 | 0.99453 | 0.99558 | 0.99632 | 0.99677 | 0.99703 | 0.9972 | 0.0001 | 0.0001 | 6.5986e-06 | 0.0001 | 0 | 0.98096 | 0.99025 | 0.97999 | 0.56048 | 1 | 5.0462e-05 | 5.0515e-05 | 3.3358e-06 | 5.0576e-05 | 0 | 0.49634
959 |  | 0 | 0 | 0 | 0 | 0 | 1 |  | 0 | 0 | 0 | 0 | 0 | 1 | 0.98846 | 0.97768 | 0.9882 | 0.97782 | 0.99474 | 0.99575 | 0.99646 | 0.99689 | 0.99715 | 0.99731 | 0.0001 | 0.0001 | 7.1682e-06 | 0.0001 | 3e-05 | 0.98192 | 0.99062 | 0.97998 | 0.55456 | 1 | 5.0009e-05 | 5.0059e-05 | 3.5909e-06 | 5.0117e-05 | 1.5039e-05 | 0.49231
960 |  | 0 | 0 | 0 | 0 | 0 | 1 |  | 0 | 0 | 0 | 0 | 0 | 1 | 0.98893 | 0.97772 | 0.98867 | 0.97784 | 0.99495 | 0.99592 | 0.9966 | 0.99702 | 0.99727 | 0.99742 | 0.0001 | 0.0001 | 7.7879e-06 | 0.0001 | 0 | 0.98321 | 0.991 | 0.97996 | 0.54865 | 1 | 4.9554e-05 | 4.9602e-05 | 3.8656e-06 | 4.9656e-05 | 0 | 0.48842
961 |  | 0 | 0 | 0 | 0 | 0 | 1 |  | 0 | 0 | 0 | 0 | 0 | 1 | 0.98927 | 0.97776 | 0.98903 | 0.97785 | 0.99511 | 0.99605 | 0.99671 | 0.99711 | 0.99735 | 0.9975 | 0.0001 | 0.0001 | 8.4091e-06 | 0.0001 | 0 | 0.98429 | 0.99128 | 0.97994 | 0.54273 | 1 | 4.9078e-05 | 4.9124e-05 | 4.1336e-06 | 4.9176e-05 | 0 | 0.48423
962 |  | 0 | 0 | 0 | 0 | 0 | 1 |  | 0 | 0 | 0 | 0 | 0 | 1 | 0.98962 | 0.97779 | 0.98939 | 0.97787 | 0.99527 | 0.99618 | 0.99682 | 0.99721 | 0.99744 | 0.99758 | 0.0001 | 0.0001 | 9.3878e-06 | 0.0001 | 0 | 0.9853 | 0.99157 | 0.97992 | 0.53682 | 1 | 4.8601e-05 | 4.8645e-05 | 4.5696e-06 | 4.8695e-05 | 0 | 0.47997
963 |  | 0 | 0 | 0 | 0 | 0 | 1 |  | 0 | 0 | 0 | 0 | 0 | 1 | 0.98997 | 0.97783 | 0.98974 | 0.97788 | 0.99543 | 0.99631 | 0.99692 | 0.9973 | 0.99752 | 0.99766 | 0.0001 | 0.0001 | 1.0371e-05 | 0.0001 | 0 | 0.98621 | 0.99185 | 0.9799 | 0.5309 | 1 | 4.8122e-05 | 4.8165e-05 | 4.9982e-06 | 4.8213e-05 | 0 | 0.47565
964 |  | 0 | 0 | 0 | 0 | 0 | 1 |  | 0 | 0 | 0 | 0 | 0 | 1 | 0.99032 | 0.97787 | 0.9901 | 0.97789 | 0.99559 | 0.99643 | 0.99703 | 0.9974 | 0.99761 | 0.99774 | 0.0001 | 0.0001 | 1.1488e-05 | 0.0001 | 0 | 0.9868 | 0.99213 | 0.97988 | 0.52498 | 1 | 4.7643e-05 | 4.7683e-05 | 5.4812e-06 | 4.7729e-05 | 0 | 0.47116
965 |  | 0 | 0 | 0 | 0 | 0 | 1 |  | 0 | 0 | 0 | 0 | 0 | 1 | 0.99067 | 0.97791 | 0.99045 | 0.9779 | 0.99575 | 0.99656 | 0.99714 | 0.99749 | 0.9977 | 0.99782 | 0.0001 | 0.0001 | 1.2601e-05 | 0.0001 | 0 | 0.98767 | 0.99242 | 0.97986 | 0.51907 | 1 | 4.7162e-05 | 4.72e-05 | 5.951e-06 | 4.7244e-05 | 0 | 0.46677
966 |  | 0 | 0 | 0 | 0 | 0 | 1 |  | 0 | 0 | 0 | 0 | 0 | 1 | 0.9909 | 0.97794 | 0.99069 | 0.97791 | 0.99586 | 0.99665 | 0.99721 | 0.99755 | 0.99775 | 0.99788 | 0.0001 | 0.0001 | 1.4543e-05 | 0.0001 | 0 | 0.98853 | 0.99261 | 0.97983 | 0.51315 | 1 | 4.6661e-05 | 4.6698e-05 | 6.7953e-06 | 4.6741e-05 | 0 | 0.4622
967 |  | 0 | 0 | 0 | 0 | 0 | 1 |  | 0 | 0 | 0 | 0 | 0 | 1 | 0.99113 | 0.97798 | 0.99093 | 0.97792 | 0.99596 | 0.99673 | 0.99728 | 0.99761 | 0.99781 | 0.99793 | 0.0001 | 0.0001 | 1.6482e-05 | 0.0001 | 0 | 0.98937 | 0.9928 | 0.97981 | 0.50724 | 1 | 4.616e-05 | 4.6196e-05 | 7.6181e-06 | 4.6237e-05 | 0 | 0.4576
968 |  | 0 | 0 | 0 | 0 | 0 | 1 |  | 0 | 0 | 0 | 0 | 0 | 1 | 0.99137 | 0.97802 | 0.99117 | 0.97793 | 0.99607 | 0.99682 | 0.99735 | 0.99768 | 0.99787 | 0.99799 | 0.0001 | 0.0001 | 1.9305e-05 | 0.0001 | 0 | 0.98932 | 0.99299 | 0.97979 | 0.50132 | 1 | 4.5658e-05 | 4.5692e-05 | 8.8254e-06 | 4.5732e-05 | 0 | 0.45257
969 |  | 0 | 0 | 0 | 0 | 0 | 1 |  | 0 | 0 | 0 | 0 | 0 | 1 | 0.9916 | 0.97805 | 0.99141 | 0.97794 | 0.99617 | 0.99691 | 0.99742 | 0.99774 | 0.99793 | 0.99804 | 0.0001 | 0.0001 | 2.2118e-05 | 0.0001 | 0 | 0.98959 | 0.99317 | 0.97976 | 0.4954 | 1 | 4.5155e-05 | 4.5188e-05 | 9.9999e-06 | 4.5226e-05 | 0 | 0.44768
970 |  | 0 | 0 | 0 | 0 | 0 | 1 |  | 0 | 0 | 0 | 0 | 0 | 1 | 0.99183 | 0.97808 | 0.99164 | 0.97795 | 0.99628 | 0.99699 | 0.9975 | 0.9978 | 0.99798 | 0.9981 | 0.0001 | 0.0001 | 2.5003e-05 | 0.0001 | 0 | 0.9896 | 0.99336 | 0.97973 | 0.48949 | 1 | 4.4651e-05 | 4.4682e-05 | 1.1178e-05 | 4.4719e-05 | 0 | 0.44267
971 |  | 0 | 0 | 0 | 0 | 0 | 1 |  | 0 | 0 | 0 | 0 | 0 | 1 | 0.99195 | 0.97812 | 0.99176 | 0.97796 | 0.99633 | 0.99704 | 0.99753 | 0.99783 | 0.99801 | 0.99812 | 0.0001 | 0.0001 | 2.7885e-05 | 0.0001 | 0 | 0.99 | 0.99346 | 0.9797 | 0.48357 | 1 | 4.4128e-05 | 4.4159e-05 | 1.232e-05 | 4.4195e-05 | 0 | 0.43766
972 |  | 0 | 0 | 0 | 0 | 0 | 1 |  | 0 | 0 | 0 | 0 | 0 | 1 | 0.99206 | 0.97815 | 0.99188 | 0.97797 | 0.99639 | 0.99708 | 0.99757 | 0.99787 | 0.99804 | 0.99815 | 0.0001 | 0.0001 | 3.0715e-05 | 0.0001 | 0 | 0.9907 | 0.99355 | 0.97967 | 0.47766 | 1 | 4.3606e-05 | 4.3636e-05 | 1.3409e-05 | 4.3671e-05 | 0 | 0.43277
973 |  | 0 | 0 | 0 | 0 | 0 | 1 |  | 0 | 0 | 0 | 0 | 0 | 1 | 0.99218 | 0.97818 | 0.992 | 0.97797 | 0.99644 | 0.99712 | 0.9976 | 0.9979 | 0.99807 | 0.99818 | 0.0001 | 0.0001 | 3.355e-05 | 0.0001 | 0 | 0.99116 | 0.99365 | 0.97964 | 0.47174 | 1 | 4.3083e-05 | 4.3112e-05 | 1.4471e-05 | 4.3146e-05 | 0 | 0.42776
974 |  | 0 | 0 | 0 | 0 | 0 | 1 |  | 0 | 0 | 0 | 0 | 0 | 1 | 0.9923 | 0.97821 | 0.99212 | 0.97798 | 0.99649 | 0.99716 | 0.99764 | 0.99793 | 0.9981 | 0.99821 | 0.0001 | 0.0001 | 3.3473e-05 | 0.0001 | 0 | 0.99084 | 0.99374 | 0.97961 | 0.46582 | 1 | 4.2559e-05 | 4.2588e-05 | 1.4262e-05 | 4.262e-05 | 0 | 0.42242
975 |  | 0 | 0 | 0 | 0 | 0 | 1 |  | 0 | 0 | 0 | 0 | 0 | 1 | 0.99241 | 0.97824 | 0.99224 | 0.97798 | 0.99655 | 0.99721 | 0.99767 | 0.99796 | 0.99813 | 0.99823 | 0.0001 | 0.0001 | 3.341e-05 | 0.0001 | 0 | 0.99054 | 0.99384 | 0.97958 | 0.45991 | 1 | 4.2035e-05 | 4.2063e-05 | 1.406e-05 | 4.2094e-05 | 0 | 0.41708
976 |  | 0 | 0 | 0 | 0 | 0 | 1 |  | 0 | 0 | 0 | 0 | 0 | 1 | 0.99253 | 0.97827 | 0.99236 | 0.97799 | 0.9966 | 0.99725 | 0.99771 | 0.99799 | 0.99816 | 0.99826 | 0.0001 | 0.0001 | 3.3259e-05 | 0.0001 | 0.0001 | 0.99123 | 0.99393 | 0.97955 | 0.45298 | 1 | 4.1418e-05 | 4.1445e-05 | 1.379e-05 | 4.1475e-05 | 4.1482e-05 | 0.41123
977 |  | 0 | 0 | 0 | 0 | 0 | 1 |  | 0 | 0 | 0 | 0 | 0 | 1 | 0.99265 | 0.9783 | 0.99248 | 0.97799 | 0.99665 | 0.99729 | 0.99775 | 0.99802 | 0.99819 | 0.99829 | 0.0001 | 0.0001 | 3.3114e-05 | 0.0001 | 0.0001 | 0.99082 | 0.99403 | 0.97951 | 0.44605 | 1 | 4.0799e-05 | 4.0826e-05 | 1.3525e-05 | 4.0856e-05 | 4.0862e-05 | 0.40491
978 |  | 0 | 0 | 0 | 0 | 0 | 1 |  | 0 | 0 | 0 | 0 | 0 | 1 | 0.99276 | 0.97832 | 0.9926 | 0.97799 | 0.9967 | 0.99734 | 0.99778 | 0.99805 | 0.99821 | 0.99831 | 0.0001 | 0.0001 | 3.3452e-05 | 0.0001 | 0.0001 | 0.99128 | 0.99412 | 0.97948 | 0.43912 | 1 | 4.0181e-05 | 4.0206e-05 | 1.3456e-05 | 4.0235e-05 | 4.0242e-05 | 0.39895
979 |  | 0 | 0 | 0 | 0 | 0 | 1 |  | 0 | 0 | 0 | 0 | 0 | 1 | 0.99288 | 0.97835 | 0.99271 | 0.97799 | 0.99676 | 0.99738 | 0.99782 | 0.99809 | 0.99824 | 0.99834 | 0.0001 | 0.0001 | 3.3791e-05 | 0.0001 | 0.0001 | 0.99081 | 0.99421 | 0.97944 | 0.43219 | 1 | 3.9562e-05 | 3.9586e-05 | 1.3383e-05 | 3.9614e-05 | 3.9621e-05 | 0.3926
980 |  | 0 | 0 | 0 | 0 | 0 | 1 |  | 0 | 0 | 0 | 0 | 0 | 1 | 0.99299 | 0.97838 | 0.99283 | 0.97799 | 0.99681 | 0.99742 | 0.99785 | 0.99812 | 0.99827 | 0.99837 | 0.0001 | 0.0001 | 3.3877e-05 | 0.0001 | 0.0001 | 0.9906 | 0.99431 | 0.97941 | 0.42526 | 1 | 3.8942e-05 | 3.8966e-05 | 1.3206e-05 | 3.8993e-05 | 3.8999e-05 | 0.38636
981 |  | 0 | 0 | 0 | 0 | 0 | 1 |  | 0 | 0 | 0 | 0 | 0 | 1 | 0.99311 | 0.9784 | 0.99295 | 0.97799 | 0.99686 | 0.99746 | 0.99789 | 0.99815 | 0.9983 | 0.9984 | 0.0001 | 0.0001 | 3.3968e-05 | 0.0001 | 0.0001 | 0.99 | 0.9944 | 0.97937 | 0.41833 | 1 | 3.8321e-05 | 3.8345e-05 | 1.303e-05 | 3.8371e-05 | 3.8377e-05 | 0.37996
982 |  | 0 | 0 | 0 | 0 | 0 | 1 |  | 0 | 0 | 0 | 0 | 0 | 1 | 0.99323 | 0.97842 | 0.99307 | 0.97799 | 0.99692 | 0.99751 | 0.99792 | 0.99818 | 0.99833 | 0.99842 | 0.0001 | 0.0001 | 3.3605e-05 | 0.0001 | 0.0001 | 0.98979 | 0.9945 | 0.97933 | 0.4114 | 1 | 3.7701e-05 | 3.7723e-05 | 1.2682e-05 | 3.7748e-05 | 3.7754e-05 | 0.37372
983 |  | 0 | 0 | 0 | 0 | 0 | 1 |  | 0 | 0 | 0 | 0 | 0 | 1 | 0.99334 | 0.97845 | 0.99319 | 0.97799 | 0.99697 | 0.99755 | 0.99796 | 0.99821 | 0.99836 | 0.99845 | 0.0001 | 0.0001 | 3.3238e-05 | 0.0001 | 0.0001 | 0.99032 | 0.99459 | 0.97929 | 0.40447 | 1 | 3.7079e-05 | 3.7101e-05 | 1.2337e-05 | 3.7125e-05 | 3.7131e-05 | 0.36775
984 |  | 0 | 0 | 0 | 0 | 0 | 1 |  | 0 | 0 | 0 | 0 | 0 | 1 | 0.99346 | 0.97847 | 0.99331 | 0.97799 | 0.99702 | 0.99759 | 0.998 | 0.99824 | 0.99839 | 0.99848 | 0.0001 | 0.0001 | 3.2638e-05 | 0.0001 | 0.0001 | 0.98989 | 0.99469 | 0.97925 | 0.39754 | 1 | 3.6457e-05 | 3.6478e-05 | 1.191e-05 | 3.6501e-05 | 3.6507e-05 | 0.36141
985 |  | 0 | 0 | 0 | 0 | 0 | 1 |  | 0 | 0 | 0 | 0 | 0 | 1 | 0.99358 | 0.97849 | 0.99343 | 0.97799 | 0.99708 | 0.99764 | 0.99803 | 0.99827 | 0.99842 | 0.9985 | 0.0001 | 0.0001 | 3.203e-05 | 0.0001 | 0.0001 | 0.98995 | 0.99478 | 0.9792 | 0.39061 | 1 | 3.5834e-05 | 3.5854e-05 | 1.1489e-05 | 3.5877e-05 | 3.5882e-05 | 0.35525
986 |  | 0 | 0 | 0 | 0 | 0 | 1 |  | 0 | 0 | 0 | 0 | 0 | 1 | 0.99346 | 0.97851 | 0.99331 | 0.97798 | 0.99702 | 0.99759 | 0.998 | 0.99824 | 0.99839 | 0.99848 | 0.0001 | 0.0001 | 3.1386e-05 | 0.0001 | 0.0001 | 0.98907 | 0.99469 | 0.97916 | 0.38368 | 1 | 3.5184e-05 | 3.5204e-05 | 1.1053e-05 | 3.5227e-05 | 3.5232e-05 | 0.3485
987 |  | 0 | 0 | 0 | 0 | 0 | 1 |  | 0 | 0 | 0 | 0 | 0 | 1 | 0.99334 | 0.97853 | 0.99319 | 0.97798 | 0.99697 | 0.99755 | 0.99796 | 0.99821 | 0.99836 | 0.99845 | 0.0001 | 0.0001 | 3.0733e-05 | 0.0001 | 0.0001 | 0.98977 | 0.99459 | 0.97912 | 0.37675 | 1 | 3.4534e-05 | 3.4554e-05 | 1.0624e-05 | 3.4577e-05 | 3.4582e-05 | 0.34231
988 |  | 0 | 0 | 0 | 0 | 0 | 1 |  | 0 | 0 | 0 | 0 | 0 | 1 | 0.99323 | 0.97855 | 0.99307 | 0.97797 | 0.99692 | 0.99751 | 0.99792 | 0.99818 | 0.99833 | 0.99842 | 0.0001 | 0.0001 | 3.0205e-05 | 0.0001 | 0.0001 | 0.98857 | 0.9945 | 0.97907 | 0.36982 | 1 | 3.3885e-05 | 3.3905e-05 | 1.0245e-05 | 3.3928e-05 | 3.3933e-05 | 0.33548
989 |  | 0 | 0 | 0 | 0 | 0 | 1 |  | 0 | 0 | 0 | 0 | 0 | 1 | 0.99311 | 0.97857 | 0.99295 | 0.97796 | 0.99686 | 0.99746 | 0.99789 | 0.99815 | 0.9983 | 0.9984 | 0.0001 | 0.0001 | 2.968e-05 | 0.0001 | 0.0001 | 0.98859 | 0.9944 | 0.97902 | 0.36289 | 1 | 3.3236e-05 | 3.3256e-05 | 9.8744e-06 | 3.3278e-05 | 3.3283e-05 | 0.32907
990 |  | 0 | 0 | 0 | 0 | 0 | 1 |  | 0 | 0 | 0 | 0 | 0 | 1 | 0.99299 | 0.97858 | 0.99283 | 0.97796 | 0.99681 | 0.99742 | 0.99785 | 0.99812 | 0.99827 | 0.99837 | 0.0001 | 0.0001 | 2.9218e-05 | 0.0001 | 0.0001 | 0.98838 | 0.99431 | 0.97898 | 0.35596 | 1 | 3.2587e-05 | 3.2607e-05 | 9.5313e-06 | 3.263e-05 | 3.2635e-05 | 0.32259
991 |  | 0 | 0 | 0 | 0 | 0 | 1 |  | 0 | 0 | 0 | 0 | 0 | 1 | 0.99299 | 0.9786 | 0.99283 | 0.97795 | 0.99681 | 0.99742 | 0.99785 | 0.99812 | 0.99827 | 0.99837 | 0.0001 | 0.0001 | 2.876e-05 | 0.0001 | 0.0001 | 0.98838 | 0.99431 | 0.97893 | 0.34903 | 1 | 3.1951e-05 | 3.1971e-05 | 9.1989e-06 | 3.1993e-05 | 3.1998e-05 | 0.31629
992 |  | 0 | 0 | 0 | 0 | 0 | 1 |  | 0 | 0 | 0 | 0 | 0 | 1 | 0.99299 | 0.97861 | 0.99283 | 0.97794 | 0.99681 | 0.99742 | 0.99785 | 0.99812 | 0.99827 | 0.99837 | 0.0001 | 0.0001 | 2.8011e-05 | 0.0001 | 0.0001 | 0.98892 | 0.99431 | 0.97888 | 0.3421 | 1 | 3.1315e-05 | 3.1335e-05 | 8.781e-06 | 3.1356e-05 | 3.1361e-05 | 0.31017
993 |  | 0 | 0 | 0 | 0 | 0 | 1 |  | 0 | 0 | 0 | 0 | 0 | 1 | 0.99299 | 0.97863 | 0.99283 | 0.97793 | 0.99681 | 0.99742 | 0.99785 | 0.99812 | 0.99827 | 0.99837 | 0.0001 | 0.0001 | 2.7265e-05 | 0.0001 | 0.0001 | 0.98846 | 0.99431 | 0.97883 | 0.33517 | 1 | 3.0679e-05 | 3.0698e-05 | 8.3736e-06 | 3.072e-05 | 3.0724e-05 | 0.30373
994 |  | 0 | 0 | 0 | 0 | 0 | 1 |  | 0 | 0 | 0 | 0 | 0 | 1 | 0.99299 | 0.97864 | 0.99283 | 0.97792 | 0.99681 | 0.99742 | 0.99785 | 0.99812 | 0.99827 | 0.99837 | 0.0001 | 0.0001 | 2.6484e-05 | 0.0001 | 0.0001 | 0.98822 | 0.99431 | 0.97878 | 0.32824 | 1 | 3.0044e-05 | 3.0062e-05 | 7.9649e-06 | 3.0083e-05 | 3.0088e-05 | 0.29736
995 |  | 0 | 0 | 0 | 0 | 0 | 1 |  | 0 | 0 | 0 | 0 | 0 | 1 | 0.99299 | 0.97865 | 0.99283 | 0.9779 | 0.99681 | 0.99742 | 0.99785 | 0.99812 | 0.99827 | 0.99837 | 0.0001 | 0.0001 | 2.5697e-05 | 0.0001 | 0.0001 | 0.98835 | 0.99431 | 0.97872 | 0.32131 | 1 | 2.9408e-05 | 2.9426e-05 | 7.5649e-06 | 2.9446e-05 | 2.9451e-05 | 0.2911
996 |  | 0 | 0 | 0 | 0 | 0 | 1 |  | 0 | 0 | 0 | 0 | 0 | 1 | 0.99311 | 0.97866 | 0.99295 | 0.97789 | 0.99686 | 0.99746 | 0.99789 | 0.99815 | 0.9983 | 0.9984 | 0.0001 | 0.0001 | 2.5185e-05 | 0.0001 | 0.0001 | 0.98815 | 0.9944 | 0.97867 | 0.31438 | 1 | 2.8783e-05 | 2.88e-05 | 7.2564e-06 | 2.882e-05 | 2.8824e-05 | 0.28485
997 |  | 0 | 0 | 0 | 0 | 0 | 1 |  | 0 | 0 | 0 | 0 | 0 | 1 | 0.99323 | 0.97867 | 0.99307 | 0.97788 | 0.99692 | 0.99751 | 0.99792 | 0.99818 | 0.99833 | 0.99842 | 0.0001 | 0.0001 | 2.4675e-05 | 0.0001 | 0.0001 | 0.98909 | 0.9945 | 0.97861 | 0.30744 | 1 | 2.8157e-05 | 2.8174e-05 | 6.9548e-06 | 2.8193e-05 | 2.8197e-05 | 0.27892
998 |  | 0 | 0 | 0 | 0 | 0 | 1 |  | 0 | 0 | 0 | 0 | 0 | 1 | 0.99334 | 0.97868 | 0.99319 | 0.97786 | 0.99697 | 0.99755 | 0.99796 | 0.99821 | 0.99836 | 0.99845 | 0.0001 | 0.0001 | 2.4222e-05 | 0.0001 | 0.0001 | 0.98937 | 0.99459 | 0.97856 | 0.30051 | 1 | 2.7532e-05 | 2.7548e-05 | 6.6753e-06 | 2.7566e-05 | 2.757e-05 | 0.27279
999 |  | 0 | 0 | 0 | 0 | 0 | 1 |  | 0 | 0 | 0 | 0 | 0 | 1 | 0.99346 | 0.97869 | 0.99331 | 0.97785 | 0.99702 | 0.99759 | 0.998 | 0.99824 | 0.99839 | 0.99848 | 0.0001 | 0.0001 | 2.3767e-05 | 0.0001 | 0.0001 | 0.98939 | 0.99469 | 0.9785 | 0.29358 | 1 | 2.6905e-05 | 2.6921e-05 | 6.4009e-06 | 2.6938e-05 | 2.6942e-05 | 0.26658
1000 |  | 0 | 0 | 0 | 0 | 0 | 1 |  | 0 | 0 | 0 | 0 | 0 | 1 | 0.99358 | 0.97869 | 0.99343 | 0.97783 | 0.99708 | 0.99764 | 0.99803 | 0.99827 | 0.99842 | 0.9985 | 0.0001 | 0.0001 | 2.3754e-05 | 0.0001 | 0.0001 | 0.98972 | 0.99478 | 0.97844 | 0.28667 | 1 | 2.628e-05 | 2.6295e-05 | 6.2486e-06 | 2.6312e-05 | 2.6315e-05 | 0.26047
1001 |  | 0 | 0 | 0 | 0 | 0 | 1 |  | 0 | 0 | 0 | 0 | 0 | 1 | 0.99358 | 0.9787 | 0.99343 | 0.97781 | 0.99708 | 0.99764 | 0.99803 | 0.99827 | 0.99842 | 0.9985 | 0.0001 | 0.0001 | 2.3728e-05 | 0.0001 | 0.0001 | 0.98967 | 0.99478 | 0.97838 | 0.28055 | 1 | 2.5717e-05 | 2.5731e-05 | 6.1079e-06 | 2.5747e-05 | 2.5751e-05 | 0.25487
1002 |  | 0 | 0 | 0 | 0 | 0 | 1 |  | 0 | 0 | 0 | 0 | 0 | 1 | 0.99358 | 0.97871 | 0.99343 | 0.97779 | 0.99708 | 0.99764 | 0.99803 | 0.99827 | 0.99842 | 0.9985 | 0.0001 | 0.0001 | 2.4808e-05 | 0.0001 | 0.0001 | 0.99043 | 0.99478 | 0.97832 | 0.27442 | 1 | 2.5153e-05 | 2.5167e-05 | 6.246e-06 | 2.5183e-05 | 2.5187e-05 | 0.24948
1003 |  | 0 | 0 | 0 | 0 | 0 | 1 |  | 0 | 0 | 0 | 0 | 0 | 1 | 0.99358 | 0.97871 | 0.99343 | 0.97777 | 0.99708 | 0.99764 | 0.99803 | 0.99827 | 0.99842 | 0.9985 | 0.0001 | 0.0001 | 2.5887e-05 | 0.0001 | 0.0001 | 0.9906 | 0.99478 | 0.97826 | 0.26829 | 1 | 2.4589e-05 | 2.4603e-05 | 6.3715e-06 | 2.4619e-05 | 2.4623e-05 | 0.24393
1004 |  | 0 | 0 | 0 | 0 | 0 | 1 |  | 0 | 0 | 0 | 0 | 0 | 1 | 0.99358 | 0.97871 | 0.99343 | 0.97775 | 0.99708 | 0.99764 | 0.99803 | 0.99827 | 0.99842 | 0.9985 | 0.0001 | 0.0001 | 2.7636e-05 | 0.0001 | 0.0001 | 0.99126 | 0.99478 | 0.9782 | 0.26217 | 1 | 2.4026e-05 | 2.4039e-05 | 6.6462e-06 | 2.4055e-05 | 2.4058e-05 | 0.2385
1005 |  | 0 | 0 | 0 | 0 | 0 | 1 |  | 0 | 0 | 0 | 0 | 0 | 1 | 0.99358 | 0.97871 | 0.99343 | 0.97773 | 0.99708 | 0.99764 | 0.99803 | 0.99827 | 0.99842 | 0.9985 | 0.0001 | 0.0001 | 2.9388e-05 | 0.0001 | 0.0001 | 0.9909 | 0.99478 | 0.97813 | 0.25604 | 1 | 2.3462e-05 | 2.3476e-05 | 6.9018e-06 | 2.3491e-05 | 2.3494e-05 | 0.23282
1006 |  | 0 | 0 | 0 | 0 | 0 | 1 |  | 0 | 0 | 0 | 0 | 0 | 1 | 0.99346 | 0.97872 | 0.99331 | 0.97771 | 0.99702 | 0.99759 | 0.998 | 0.99824 | 0.99839 | 0.99848 | 0.0001 | 0.0001 | 3.2142e-05 | 0.0001 | 0.0001 | 0.99184 | 0.99469 | 0.97807 | 0.24991 | 1 | 2.289e-05 | 2.2903e-05 | 7.3646e-06 | 2.2918e-05 | 2.2921e-05 | 0.22736
1007 |  | 0 | 0 | 0 | 0 | 0 | 1 |  | 0 | 0 | 0 | 0 | 0 | 1 | 0.99334 | 0.97871 | 0.99319 | 0.97768 | 0.99697 | 0.99755 | 0.99796 | 0.99821 | 0.99836 | 0.99845 | 0.0001 | 0.0001 | 3.4892e-05 | 0.0001 | 0.0001 | 0.99172 | 0.99459 | 0.978 | 0.24379 | 1 | 2.2318e-05 | 2.2331e-05 | 7.795e-06 | 2.2346e-05 | 2.2349e-05 | 0.22166
1008 |  | 0 | 0 | 0 | 0 | 0 | 1 |  | 0 | 0 | 0 | 0 | 0 | 1 | 0.99323 | 0.97871 | 0.99307 | 0.97766 | 0.99692 | 0.99751 | 0.99792 | 0.99818 | 0.99833 | 0.99842 | 0.0001 | 0.0001 | 3.8503e-05 | 0.0001 | 0.0001 | 0.99145 | 0.9945 | 0.97794 | 0.23766 | 1 | 2.1747e-05 | 2.176e-05 | 8.3816e-06 | 2.1775e-05 | 2.1778e-05 | 0.21594
1009 |  | 0 | 0 | 0 | 0 | 0 | 1 |  | 0 | 0 | 0 | 0 | 0 | 1 | 0.99311 | 0.97871 | 0.99295 | 0.97763 | 0.99686 | 0.99746 | 0.99789 | 0.99815 | 0.9983 | 0.9984 | 0.0001 | 0.0001 | 4.2114e-05 | 0.0001 | 0.0001 | 0.99086 | 0.9944 | 0.97787 | 0.23153 | 1 | 2.1176e-05 | 2.1189e-05 | 8.9273e-06 | 2.1203e-05 | 2.1207e-05 | 0.21015
1010 |  | 0 | 0 | 0 | 0 | 0 | 1 |  | 0 | 0 | 0 | 0 | 0 | 1 | 0.99299 | 0.97871 | 0.99283 | 0.97761 | 0.99681 | 0.99742 | 0.99785 | 0.99812 | 0.99827 | 0.99837 | 0.0001 | 0.0001 | 4.4547e-05 | 0.0001 | 0.0001 | 0.99167 | 0.99431 | 0.9778 | 0.2254 | 1 | 2.0606e-05 | 2.0618e-05 | 9.1887e-06 | 2.0633e-05 | 2.0636e-05 | 0.20466
1011 |  | 0 | 0 | 0 | 0 | 0 | 1 |  | 0 | 0 | 0 | 0 | 0 | 1 | 0.99311 | 0.9787 | 0.99295 | 0.97758 | 0.99686 | 0.99746 | 0.99789 | 0.99815 | 0.9983 | 0.9984 | 0.0001 | 0.0001 | 4.6984e-05 | 0.0001 | 0.0001 | 0.99177 | 0.9944 | 0.97773 | 0.21928 | 1 | 2.0051e-05 | 2.0063e-05 | 9.4304e-06 | 2.0077e-05 | 2.008e-05 | 0.19917
1012 |  | 0 | 0 | 0 | 0 | 0 | 1 |  | 0 | 0 | 0 | 0 | 0 | 1 | 0.99323 | 0.9787 | 0.99307 | 0.97755 | 0.99692 | 0.99751 | 0.99792 | 0.99818 | 0.99833 | 0.99842 | 0.0001 | 0.0001 | 4.7966e-05 | 0.0001 | 0.0001 | 0.9912 | 0.9945 | 0.97766 | 0.21315 | 1 | 1.9496e-05 | 1.9508e-05 | 9.3611e-06 | 1.9521e-05 | 1.9524e-05 | 0.19354
1013 |  | 0 | 0 | 0 | 0 | 0 | 1 |  | 0 | 0 | 0 | 0 | 0 | 1 | 0.99334 | 0.97869 | 0.99319 | 0.97752 | 0.99697 | 0.99755 | 0.99796 | 0.99821 | 0.99836 | 0.99845 | 0.0001 | 0.0001 | 4.8941e-05 | 0.0001 | 0.0001 | 0.99114 | 0.99459 | 0.97758 | 0.20702 | 1 | 1.8941e-05 | 1.8952e-05 | 9.2791e-06 | 1.8965e-05 | 1.8967e-05 | 0.18801
1014 |  | 0 | 0 | 0 | 0 | 0 | 1 |  | 0 | 0 | 0 | 0 | 0 | 1 | 0.99346 | 0.97868 | 0.99331 | 0.97749 | 0.99702 | 0.99759 | 0.998 | 0.99824 | 0.99839 | 0.99848 | 0.0001 | 0.0001 | 4.6026e-05 | 0.0001 | 0.0001 | 0.99099 | 0.99469 | 0.97751 | 0.2009 | 1 | 1.8386e-05 | 1.8396e-05 | 8.4703e-06 | 1.8408e-05 | 1.8411e-05 | 0.18246
1015 |  | 0 | 0 | 0 | 0 | 0 | 1 |  | 0 | 0 | 0 | 0 | 0 | 1 | 0.99358 | 0.97867 | 0.99343 | 0.97746 | 0.99708 | 0.99764 | 0.99803 | 0.99827 | 0.99842 | 0.9985 | 0.0001 | 0.0001 | 4.3103e-05 | 0.0001 | 0.0001 | 0.99082 | 0.99478 | 0.97744 | 0.19477 | 1 | 1.783e-05 | 1.784e-05 | 7.6923e-06 | 1.7851e-05 | 1.7854e-05 | 0.17691
1016 |  | 0 | 0 | 0 | 0 | 0 | 1 |  | 0 | 0 | 0 | 0 | 0 | 1 | 0.99358 | 0.97866 | 0.99343 | 0.97742 | 0.99708 | 0.99764 | 0.99803 | 0.99827 | 0.99842 | 0.9985 | 0.0001 | 0.0001 | 3.8616e-05 | 0.0001 | 0.0001 | 0.99084 | 0.99478 | 0.97736 | 0.18864 | 1 | 1.7267e-05 | 1.7276e-05 | 6.6741e-06 | 1.7287e-05 | 1.729e-05 | 0.17133
1017 |  | 0 | 0 | 0 | 0 | 0 | 1 |  | 0 | 0 | 0 | 0 | 0 | 1 | 0.99358 | 0.97865 | 0.99343 | 0.97739 | 0.99708 | 0.99764 | 0.99803 | 0.99827 | 0.99842 | 0.9985 | 0.0001 | 0.0001 | 3.4126e-05 | 0.0001 | 0.0001 | 0.99118 | 0.99478 | 0.97728 | 0.18252 | 1 | 1.6704e-05 | 1.6713e-05 | 5.7058e-06 | 1.6724e-05 | 1.6726e-05 | 0.1658
1018 |  | 0 | 0 | 0 | 0 | 0 | 1 |  | 0 | 0 | 0 | 0 | 0 | 1 | 0.99358 | 0.97864 | 0.99343 | 0.97736 | 0.99708 | 0.99764 | 0.99803 | 0.99827 | 0.99842 | 0.9985 | 0.0001 | 0.0001 | 2.9374e-05 | 0.0001 | 0.0001 | 0.99119 | 0.99478 | 0.9772 | 0.17639 | 1 | 1.6141e-05 | 1.615e-05 | 4.7458e-06 | 1.616e-05 | 1.6163e-05 | 0.16022
1019 |  | 0 | 0 | 0 | 0 | 0 | 1 |  | 0 | 0 | 0 | 0 | 0 | 1 | 0.99358 | 0.97862 | 0.99343 | 0.97732 | 0.99708 | 0.99764 | 0.99803 | 0.99827 | 0.99842 | 0.9985 | 0.0001 | 0.0001 | 2.4613e-05 | 0.0001 | 0.0001 | 0.99087 | 0.99478 | 0.97713 | 0.17026 | 1 | 1.5578e-05 | 1.5587e-05 | 3.8379e-06 | 1.5597e-05 | 1.5599e-05 | 0.15458
1020 |  | 0 | 0 | 0 | 0 | 0 | 1 |  | 0 | 0 | 0 | 0 | 0 | 1 | 0.99358 | 0.97861 | 0.99343 | 0.97728 | 0.99708 | 0.99764 | 0.99803 | 0.99827 | 0.99842 | 0.9985 | 0.0001 | 0.0001 | 2.1613e-05 | 0.0001 | 0.0001 | 0.99118 | 0.99478 | 0.97705 | 0.16414 | 1 | 1.5016e-05 | 1.5024e-05 | 3.2484e-06 | 1.5034e-05 | 1.5036e-05 | 0.14904
1021 |  | 0 | 0 | 0 | 0 | 0 | 1 |  | 0 | 0 | 0 | 0 | 0 | 1 | 0.99358 | 0.97859 | 0.99343 | 0.97724 | 0.99708 | 0.99764 | 0.99803 | 0.99827 | 0.99842 | 0.9985 | 0.0001 | 0.0001 | 1.8604e-05 | 0.0001 | 0.0001 | 0.99219 | 0.99478 | 0.97696 | 0.15801 | 1 | 1.4453e-05 | 1.4461e-05 | 2.6914e-06 | 1.447e-05 | 1.4473e-05 | 0.14361
1022 |  | 0 | 0 | 0 | 0 | 0 | 1 |  | 0 | 0 | 0 | 0 | 0 | 1 | 0.99358 | 0.97858 | 0.99343 | 0.9772 | 0.99708 | 0.99764 | 0.99803 | 0.99827 | 0.99842 | 0.9985 | 0.0001 | 0.0001 | 1.5992e-05 | 0.0001 | 0.0001 | 0.99132 | 0.99478 | 0.97688 | 0.15188 | 1 | 1.3891e-05 | 1.3899e-05 | 2.2235e-06 | 1.3907e-05 | 1.3909e-05 | 0.1379
1023 |  | 0 | 0 | 0 | 0 | 0 | 1 |  | 0 | 0 | 0 | 0 | 0 | 1 | 0.99358 | 0.97856 | 0.99343 | 0.97716 | 0.99708 | 0.99764 | 0.99803 | 0.99827 | 0.99842 | 0.9985 | 0.0001 | 0.0001 | 1.3379e-05 | 0.0001 | 0.0001 | 0.9913 | 0.99478 | 0.9768 | 0.14576 | 1 | 1.3328e-05 | 1.3336e-05 | 1.785e-06 | 1.3344e-05 | 1.3346e-05 | 0.13231
1024 |  | 0 | 0 | 0 | 0 | 0 | 1 |  | 0 | 0 | 0 | 0 | 0 | 1 | 0.99358 | 0.97854 | 0.99343 | 0.97712 | 0.99708 | 0.99764 | 0.99803 | 0.99827 | 0.99842 | 0.9985 | 0.0001 | 0.0001 | 1.1758e-05 | 0.0001 | 0.0001 | 0.99092 | 0.99478 | 0.97671 | 0.13963 | 1 | 1.2766e-05 | 1.2773e-05 | 1.5025e-06 | 1.2782e-05 | 1.2783e-05 | 0.12668
1025 |  | 0 | 0 | 0 | 0 | 0 | 1 |  | 0 | 0 | 0 | 0 | 0 | 1 | 0.99358 | 0.97852 | 0.99343 | 0.97708 | 0.99708 | 0.99764 | 0.99803 | 0.99827 | 0.99842 | 0.9985 | 0.0001 | 0.0001 | 1.0136e-05 | 0.0001 | 0.0001 | 0.99107 | 0.99478 | 0.97663 | 0.1335 | 1 | 1.2204e-05 | 1.2211e-05 | 1.2382e-06 | 1.2219e-05 | 1.2221e-05 | 0.12113
1026 |  | 0 | 0 | 0 | 0 | 0 | 1 |  | 0 | 0 | 0 | 0 | 0 | 1 | 0.99346 | 0.9785 | 0.99331 | 0.97704 | 0.99702 | 0.99759 | 0.998 | 0.99824 | 0.99839 | 0.99848 | 0.0001 | 0.0001 | 9.1719e-06 | 0.0001 | 0.0001 | 0.99164 | 0.99469 | 0.97654 | 0.13015 | 1 | 1.1891e-05 | 1.1898e-05 | 1.0917e-06 | 1.1906e-05 | 1.1907e-05 | 0.11809
1027 |  | 0 | 0 | 0 | 0 | 0 | 1 |  | 0 | 0 | 0 | 0 | 0 | 1 | 0.99334 | 0.97848 | 0.99319 | 0.97699 | 0.99697 | 0.99755 | 0.99796 | 0.99821 | 0.99836 | 0.99845 | 0.0001 | 0.0001 | 8.2076e-06 | 0.0001 | 0.0001 | 0.9921 | 0.99459 | 0.97645 | 0.12687 | 1 | 1.1586e-05 | 1.1592e-05 | 9.5185e-07 | 1.16e-05 | 1.1602e-05 | 0.11511
1028 |  | 0 | 0 | 0 | 0 | 0 | 1 |  | 0 | 0 | 0 | 0 | 0 | 1 | 0.99323 | 0.97845 | 0.99307 | 0.97695 | 0.99692 | 0.99751 | 0.99792 | 0.99818 | 0.99833 | 0.99842 | 0.0001 | 0.0001 | 7.8305e-06 | 0.0001 | 0.0001 | 0.99152 | 0.9945 | 0.97636 | 0.1236 | 1 | 1.1281e-05 | 1.1287e-05 | 8.8422e-07 | 1.1295e-05 | 1.1297e-05 | 0.11202
1029 |  | 0 | 0 | 0 | 0 | 0 | 1 |  | 0 | 0 | 0 | 0 | 0 | 1 | 0.99311 | 0.97843 | 0.99295 | 0.9769 | 0.99686 | 0.99746 | 0.99789 | 0.99815 | 0.9983 | 0.9984 | 0.0001 | 0.0001 | 7.4499e-06 | 0.0001 | 0.0001 | 0.99196 | 0.9944 | 0.97627 | 0.12033 | 1 | 1.0976e-05 | 1.0982e-05 | 8.1852e-07 | 1.099e-05 | 1.0992e-05 | 0.10904
1030 |  | 0 | 0 | 0 | 0 | 0 | 1 |  | 0 | 0 | 0 | 0 | 0 | 1 | 0.99299 | 0.9784 | 0.99283 | 0.97685 | 0.99681 | 0.99742 | 0.99785 | 0.99812 | 0.99827 | 0.99837 | 0.0001 | 0.0001 | 7.0395e-06 | 0.0001 | 0.0001 | 0.99238 | 0.99431 | 0.97618 | 0.11705 | 1 | 1.0671e-05 | 1.0678e-05 | 7.5199e-07 | 1.0685e-05 | 1.0687e-05 | 0.10606
1031 |  | 0 | 0 | 0 | 0 | 0 | 1 |  | 0 | 0 | 0 | 0 | 0 | 1 | 0.99311 | 0.97837 | 0.99295 | 0.9768 | 0.99686 | 0.99746 | 0.99789 | 0.99815 | 0.9983 | 0.9984 | 0.0001 | 0.0001 | 6.6274e-06 | 0.0001 | 0.0001 | 0.992 | 0.9944 | 0.97609 | 0.11378 | 1 | 1.0375e-05 | 1.0381e-05 | 6.883e-07 | 1.0388e-05 | 1.039e-05 | 0.10308
1032 |  | 0 | 0 | 0 | 0 | 0 | 1 |  | 0 | 0 | 0 | 0 | 0 | 1 | 0.99323 | 0.97835 | 0.99307 | 0.97675 | 0.99692 | 0.99751 | 0.99792 | 0.99818 | 0.99833 | 0.99842 | 0.0001 | 0.0001 | 6.9544e-06 | 0.0001 | 0.0001 | 0.99198 | 0.9945 | 0.976 | 0.1105 | 1 | 1.0079e-05 | 1.0084e-05 | 7.016e-07 | 1.0091e-05 | 1.0093e-05 | 0.10013
1033 |  | 0 | 0 | 0 | 0 | 0 | 1 |  | 0 | 0 | 0 | 0 | 0 | 1 | 0.99334 | 0.97832 | 0.99319 | 0.9767 | 0.99697 | 0.99755 | 0.99796 | 0.99821 | 0.99836 | 0.99845 | 0.0001 | 0.0001 | 7.2832e-06 | 0.0001 | 0.0001 | 0.99176 | 0.99459 | 0.9759 | 0.10723 | 1 | 9.7819e-06 | 9.7876e-06 | 7.1314e-07 | 9.7941e-06 | 9.7955e-06 | 0.097157
1034 |  | 0 | 0 | 0 | 0 | 0 | 1 |  | 0 | 0 | 0 | 0 | 0 | 1 | 0.99346 | 0.97829 | 0.99331 | 0.97665 | 0.99702 | 0.99759 | 0.998 | 0.99824 | 0.99839 | 0.99848 | 0.0001 | 0.0001 | 7.3307e-06 | 0.0001 | 0.0001 | 0.99182 | 0.99469 | 0.97581 | 0.10396 | 1 | 9.4852e-06 | 9.4906e-06 | 6.9601e-07 | 9.4968e-06 | 9.4982e-06 | 0.094213
1035 |  | 0 | 0 | 0 | 0 | 0 | 1 |  | 0 | 0 | 0 | 0 | 0 | 1 | 0.99358 | 0.97825 | 0.99343 | 0.97659 | 0.99708 | 0.99764 | 0.99803 | 0.99827 | 0.99842 | 0.9985 | 0.0001 | 0.0001 | 7.3736e-06 | 0.0001 | 0.0001 | 0.99228 | 0.99478 | 0.97571 | 0.10068 | 1 | 9.1883e-06 | 9.1934e-06 | 6.7816e-07 | 9.1993e-06 | 9.2006e-06 | 0.091304
1036 |  | 0 | 0 | 0 | 0 | 0 | 1 |  | 0 | 0 | 0 | 0 | 0 | 1 | 0.99358 | 0.97822 | 0.99343 | 0.97654 | 0.99708 | 0.99764 | 0.99803 | 0.99827 | 0.99842 | 0.9985 | 0.0001 | 0.0001 | 7.6788e-06 | 0.0001 | 0.0001 | 0.99163 | 0.99478 | 0.97561 | 0.097409 | 1 | 8.8878e-06 | 8.8928e-06 | 6.8313e-07 | 8.8985e-06 | 8.8998e-06 | 0.08826
1037 |  | 0 | 0 | 0 | 0 | 0 | 1 |  | 0 | 0 | 0 | 0 | 0 | 1 | 0.99358 | 0.97818 | 0.99343 | 0.97648 | 0.99708 | 0.99764 | 0.99803 | 0.99827 | 0.99842 | 0.9985 | 0.0001 | 0.0001 | 7.98e-06 | 0.0001 | 0.0001 | 0.99187 | 0.99478 | 0.97551 | 0.094135 | 1 | 8.5874e-06 | 8.5922e-06 | 6.8593e-07 | 8.5977e-06 | 8.5989e-06 | 0.085298
1038 |  | 0 | 0 | 0 | 0 | 0 | 1 |  | 0 | 0 | 0 | 0 | 0 | 1 | 0.99358 | 0.97815 | 0.99343 | 0.97643 | 0.99708 | 0.99764 | 0.99803 | 0.99827 | 0.99842 | 0.9985 | 0.0001 | 0.0001 | 8.499e-06 | 0.0001 | 0.0001 | 0.9914 | 0.99478 | 0.97541 | 0.090861 | 1 | 8.2871e-06 | 8.2918e-06 | 7.05e-07 | 8.2971e-06 | 8.2983e-06 | 0.082276
1039 |  | 0 | 0 | 0 | 0 | 0 | 1 |  | 0 | 0 | 0 | 0 | 0 | 1 | 0.99358 | 0.97811 | 0.99343 | 0.97637 | 0.99708 | 0.99764 | 0.99803 | 0.99827 | 0.99842 | 0.9985 | 0.0001 | 0.0001 | 9.0194e-06 | 0.0001 | 0.0001 | 0.99105 | 0.99478 | 0.97531 | 0.087587 | 1 | 7.9869e-06 | 7.9914e-06 | 7.2106e-07 | 7.9965e-06 | 7.9976e-06 | 0.079267
1040 |  | 0 | 0 | 0 | 0 | 0 | 1 |  | 0 | 0 | 0 | 0 | 0 | 1 | 0.99358 | 0.97807 | 0.99343 | 0.97631 | 0.99708 | 0.99764 | 0.99803 | 0.99827 | 0.99842 | 0.9985 | 0.0001 | 0.0001 | 9.3824e-06 | 0.0001 | 0.0001 | 0.99099 | 0.99478 | 0.97521 | 0.084313 | 1 | 7.6868e-06 | 7.6911e-06 | 7.219e-07 | 7.696e-06 | 7.6971e-06 | 0.076284
1041 |  | 0 | 0 | 0 | 0 | 0 | 1 |  | 0 | 0 | 0 | 0 | 0 | 1 | 0.99358 | 0.97803 | 0.99343 | 0.97625 | 0.99708 | 0.99764 | 0.99803 | 0.99827 | 0.99842 | 0.9985 | 0.0001 | 0.0001 | 9.748e-06 | 0.0001 | 0.0001 | 0.99125 | 0.99478 | 0.9751 | 0.081039 | 1 | 7.3868e-06 | 7.3909e-06 | 7.2075e-07 | 7.3956e-06 | 7.3967e-06 | 0.073326
1042 |  | 0 | 0 | 0 | 0 | 0 | 1 |  | 0 | 0 | 0 | 0 | 0 | 1 | 0.99358 | 0.97799 | 0.99343 | 0.97619 | 0.99708 | 0.99764 | 0.99803 | 0.99827 | 0.99842 | 0.9985 | 0.0001 | 0.0001 | 1.0121e-05 | 0.0001 | 0.0001 | 0.99134 | 0.99478 | 0.975 | 0.077765 | 1 | 7.0868e-06 | 7.0908e-06 | 7.1795e-07 | 7.0954e-06 | 7.0964e-06 | 0.070355
1043 |  | 0 | 0 | 0 | 0 | 0 | 1 |  | 0 | 0 | 0 | 0 | 0 | 1 | 0.99358 | 0.97795 | 0.99343 | 0.97613 | 0.99708 | 0.99764 | 0.99803 | 0.99827 | 0.99842 | 0.9985 | 0.0001 | 0.0001 | 1.0493e-05 | 0.0001 | 0.0001 | 0.99059 | 0.99478 | 0.97489 | 0.074491 | 1 | 6.787e-06 | 6.7908e-06 | 7.1283e-07 | 6.7952e-06 | 6.7961e-06 | 0.067328
1044 |  | 0 | 0 | 0 | 0 | 0 | 1 |  | 0 | 0 | 0 | 0 | 0 | 1 | 0.99358 | 0.97791 | 0.99343 | 0.97606 | 0.99708 | 0.99764 | 0.99803 | 0.99827 | 0.99842 | 0.9985 | 0.0001 | 0.0001 | 1.0598e-05 | 0.0001 | 0.0001 | 0.991 | 0.99478 | 0.97479 | 0.071217 | 1 | 6.4873e-06 | 6.491e-06 | 6.8816e-07 | 6.4951e-06 | 6.496e-06 | 0.064381
1045 |  | 0 | 0 | 0 | 0 | 0 | 1 |  | 0 | 0 | 0 | 0 | 0 | 1 | 0.99358 | 0.97786 | 0.99343 | 0.976 | 0.99708 | 0.99764 | 0.99803 | 0.99827 | 0.99842 | 0.9985 | 0.0001 | 0.0001 | 1.0699e-05 | 0.0001 | 0.0001 | 0.98926 | 0.99478 | 0.97468 | 0.067943 | 1 | 6.1877e-06 | 6.1912e-06 | 6.6266e-07 | 6.1951e-06 | 6.196e-06 | 0.0613
1046 |  | 0 | 0 | 0 | 0 | 0 | 1 |  | 0 | 0 | 0 | 0 | 0 | 1 | 0.99346 | 0.97782 | 0.99331 | 0.97593 | 0.99702 | 0.99759 | 0.998 | 0.99824 | 0.99839 | 0.99848 | 0.0001 | 0.0001 | 1.0754e-05 | 0.0001 | 0.0001 | 0.9904 | 0.99469 | 0.97457 | 0.064669 | 1 | 5.886e-06 | 5.8893e-06 | 6.3357e-07 | 5.8931e-06 | 5.894e-06 | 0.058379
1047 |  | 0 | 0 | 0 | 0 | 0 | 1 |  | 0 | 0 | 0 | 0 | 0 | 1 | 0.99334 | 0.97777 | 0.99319 | 0.97586 | 0.99697 | 0.99755 | 0.99796 | 0.99821 | 0.99836 | 0.99845 | 0.0001 | 0.0001 | 1.0805e-05 | 0.0001 | 0.0001 | 0.98988 | 0.99459 | 0.97446 | 0.061395 | 1 | 5.5845e-06 | 5.5878e-06 | 6.04e-07 | 5.5915e-06 | 5.5923e-06 | 0.055362
1048 |  | 0 | 0 | 0 | 0 | 0 | 1 |  | 0 | 0 | 0 | 0 | 0 | 1 | 0.99323 | 0.97772 | 0.99307 | 0.97579 | 0.99692 | 0.99751 | 0.99792 | 0.99818 | 0.99833 | 0.99842 | 0.0001 | 0.0001 | 1.0746e-05 | 0.0001 | 0.0001 | 0.99012 | 0.9945 | 0.97435 | 0.058122 | 1 | 5.2835e-06 | 5.2866e-06 | 5.6835e-07 | 5.2902e-06 | 5.291e-06 | 0.052392
1049 |  | 0 | 0 | 0 | 0 | 0 | 1 |  | 0 | 0 | 0 | 0 | 0 | 1 | 0.99311 | 0.97768 | 0.99295 | 0.97572 | 0.99686 | 0.99746 | 0.99789 | 0.99815 | 0.9983 | 0.9984 | 0.0001 | 0.0001 | 1.0685e-05 | 0.0001 | 0.0001 | 0.9897 | 0.9944 | 0.97423 | 0.054848 | 1 | 4.9827e-06 | 4.9857e-06 | 5.3293e-07 | 4.9892e-06 | 4.9899e-06 | 0.04939
1050 |  | 0 | 0 | 0 | 0 | 0 | 1 |  | 0 | 0 | 0 | 0 | 0 | 1 | 0.99299 | 0.97763 | 0.99283 | 0.97566 | 0.99681 | 0.99742 | 0.99785 | 0.99812 | 0.99827 | 0.99837 | 0.0001 | 0.0001 | 1.1087e-05 | 0.0001 | 0.0001 | 0.98985 | 0.99431 | 0.97412 | 0.051574 | 1 | 4.6824e-06 | 4.6853e-06 | 5.1967e-07 | 4.6885e-06 | 4.6893e-06 | 0.046421
1051 |  | 0 | 0 | 0 | 0 | 0 | 1 |  | 0 | 0 | 0 | 0 | 0 | 1 | 0.99299 | 0.97757 | 0.99283 | 0.97558 | 0.99681 | 0.99742 | 0.99785 | 0.99812 | 0.99827 | 0.99837 | 0.0001 | 0.0001 | 1.149e-05 | 0.0001 | 0.0001 | 0.98949 | 0.99431 | 0.97401 | 0.050623 | 1 | 4.595e-06 | 4.5978e-06 | 5.2852e-07 | 4.601e-06 | 4.6017e-06 | 0.045538
1052 |  | 0 | 0 | 0 | 0 | 0 | 1 |  | 0 | 0 | 0 | 0 | 0 | 1 | 0.99299 | 0.97752 | 0.99283 | 0.97551 | 0.99681 | 0.99742 | 0.99785 | 0.99812 | 0.99827 | 0.99837 | 0.0001 | 0.0001 | 1.1287e-05 | 0.0001 | 0.0001 | 0.98917 | 0.99431 | 0.97389 | 0.049706 | 1 | 4.5106e-06 | 4.5133e-06 | 5.0962e-07 | 4.5165e-06 | 4.5172e-06 | 0.044687
1053 |  | 0 | 0 | 0 | 0 | 0 | 1 |  | 0 | 0 | 0 | 0 | 0 | 1 | 0.99299 | 0.97747 | 0.99283 | 0.97544 | 0.99681 | 0.99742 | 0.99785 | 0.99812 | 0.99827 | 0.99837 | 0.0001 | 0.0001 | 1.1083e-05 | 0.0001 | 0.0001 | 0.98828 | 0.99431 | 0.97377 | 0.048788 | 1 | 4.4262e-06 | 4.4289e-06 | 4.9105e-07 | 4.432e-06 | 4.4327e-06 | 0.043811
1054 |  | 0 | 0 | 0 | 0 | 0 | 1 |  | 0 | 0 | 0 | 0 | 0 | 1 | 0.99299 | 0.97741 | 0.99283 | 0.97536 | 0.99681 | 0.99742 | 0.99785 | 0.99812 | 0.99827 | 0.99837 | 0.0001 | 0.0001 | 1.0914e-05 | 0.0001 | 0.0001 | 0.98994 | 0.99431 | 0.97366 | 0.04787 | 1 | 4.3418e-06 | 4.3445e-06 | 4.7434e-07 | 4.3475e-06 | 4.3482e-06 | 0.043049
1055 |  | 0 | 0 | 0 | 0 | 0 | 1 |  | 0 | 0 | 0 | 0 | 0 | 1 | 0.99299 | 0.97735 | 0.99283 | 0.97528 | 0.99681 | 0.99742 | 0.99785 | 0.99812 | 0.99827 | 0.99837 | 0.0001 | 0.0001 | 1.0747e-05 | 0.0001 | 0.0001 | 0.99116 | 0.99431 | 0.97354 | 0.046953 | 1 | 4.2575e-06 | 4.2601e-06 | 4.5804e-07 | 4.2631e-06 | 4.2637e-06 | 0.042264
1056 |  | 0 | 0 | 0 | 0 | 0 | 1 |  | 0 | 0 | 0 | 0 | 0 | 1 | 0.99299 | 0.9773 | 0.99283 | 0.97521 | 0.99681 | 0.99742 | 0.99785 | 0.99812 | 0.99827 | 0.99837 | 0.0001 | 0.0001 | 1.0659e-05 | 0.0001 | 0.0001 | 0.98966 | 0.99431 | 0.97342 | 0.046035 | 1 | 4.1732e-06 | 4.1757e-06 | 4.4531e-07 | 4.1787e-06 | 4.1793e-06 | 0.041365
1057 |  | 0 | 0 | 0 | 0 | 0 | 1 |  | 0 | 0 | 0 | 0 | 0 | 1 | 0.99299 | 0.97724 | 0.99283 | 0.97513 | 0.99681 | 0.99742 | 0.99785 | 0.99812 | 0.99827 | 0.99837 | 0.0001 | 0.0001 | 1.0569e-05 | 0.0001 | 0.0001 | 0.9905 | 0.99431 | 0.97329 | 0.045117 | 1 | 4.0889e-06 | 4.0914e-06 | 4.326e-07 | 4.0943e-06 | 4.0949e-06 | 0.040564
1058 |  | 0 | 0 | 0 | 0 | 0 | 1 |  | 0 | 0 | 0 | 0 | 0 | 1 | 0.99299 | 0.97718 | 0.99283 | 0.97505 | 0.99681 | 0.99742 | 0.99785 | 0.99812 | 0.99827 | 0.99837 | 0.0001 | 0.0001 | 1.0667e-05 | 0.0001 | 0.0001 | 0.98907 | 0.99431 | 0.97317 | 0.0442 | 1 | 4.0047e-06 | 4.0071e-06 | 4.2764e-07 | 4.0099e-06 | 4.0105e-06 | 0.039671
1059 |  | 0 | 0 | 0 | 0 | 0 | 1 |  | 0 | 0 | 0 | 0 | 0 | 1 | 0.99299 | 0.97711 | 0.99283 | 0.97497 | 0.99681 | 0.99742 | 0.99785 | 0.99812 | 0.99827 | 0.99837 | 0.0001 | 0.0001 | 1.0772e-05 | 0.0001 | 0.0001 | 0.98869 | 0.99431 | 0.97305 | 0.043282 | 1 | 3.9205e-06 | 3.9229e-06 | 4.2276e-07 | 3.9256e-06 | 3.9262e-06 | 0.038822
1060 |  | 0 | 0 | 0 | 0 | 0 | 1 |  | 0 | 0 | 0 | 0 | 0 | 1 | 0.99299 | 0.97705 | 0.99283 | 0.97488 | 0.99681 | 0.99742 | 0.99785 | 0.99812 | 0.99827 | 0.99837 | 0.0001 | 0.0001 | 1.0608e-05 | 0.0001 | 0.0001 | 0.98966 | 0.99431 | 0.97292 | 0.042365 | 1 | 3.8363e-06 | 3.8386e-06 | 4.0737e-07 | 3.8413e-06 | 3.8419e-06 | 0.038025
1061 |  | 0 | 0 | 0 | 0 | 0 | 1 |  | 0 | 0 | 0 | 0 | 0 | 1 | 0.99299 | 0.97699 | 0.99283 | 0.9748 | 0.99681 | 0.99742 | 0.99785 | 0.99812 | 0.99827 | 0.99837 | 0.0001 | 0.0001 | 1.0445e-05 | 0.0001 | 0.0001 | 0.98903 | 0.99431 | 0.9728 | 0.041447 | 1 | 3.7521e-06 | 3.7544e-06 | 3.9231e-07 | 3.757e-06 | 3.7576e-06 | 0.037168
1062 |  | 0 | 0 | 0 | 0 | 0 | 1 |  | 0 | 0 | 0 | 0 | 0 | 1 | 0.99299 | 0.97692 | 0.99283 | 0.97472 | 0.99681 | 0.99742 | 0.99785 | 0.99812 | 0.99827 | 0.99837 | 0.0001 | 0.0001 | 1.0901e-05 | 0.0001 | 0.0001 | 0.98908 | 0.99431 | 0.97267 | 0.040529 | 1 | 3.668e-06 | 3.6703e-06 | 4.0028e-07 | 3.6728e-06 | 3.6734e-06 | 0.036336
1063 |  | 0 | 0 | 0 | 0 | 0 | 1 |  | 0 | 0 | 0 | 0 | 0 | 1 | 0.99299 | 0.97686 | 0.99283 | 0.97463 | 0.99681 | 0.99742 | 0.99785 | 0.99812 | 0.99827 | 0.99837 | 0.0001 | 0.0001 | 1.1345e-05 | 0.0001 | 0.0001 | 0.98874 | 0.99431 | 0.97254 | 0.039612 | 1 | 3.5839e-06 | 3.5861e-06 | 4.0703e-07 | 3.5886e-06 | 3.5892e-06 | 0.035491
1064 |  | 0 | 0 | 0 | 0 | 0 | 1 |  | 0 | 0 | 0 | 0 | 0 | 1 | 0.99299 | 0.97679 | 0.99283 | 0.97454 | 0.99681 | 0.99742 | 0.99785 | 0.99812 | 0.99827 | 0.99837 | 0.0001 | 0.0001 | 1.1846e-05 | 0.0001 | 0.0001 | 0.99001 | 0.99431 | 0.97242 | 0.038694 | 1 | 3.4999e-06 | 3.502e-06 | 4.1503e-07 | 3.5045e-06 | 3.505e-06 | 0.034704
1065 |  | 0 | 0 | 0 | 0 | 0 | 1 |  | 0 | 0 | 0 | 0 | 0 | 1 | 0.99299 | 0.97672 | 0.99283 | 0.97445 | 0.99681 | 0.99742 | 0.99785 | 0.99812 | 0.99827 | 0.99837 | 0.0001 | 0.0001 | 1.2339e-05 | 0.0001 | 0.0001 | 0.98974 | 0.99431 | 0.97228 | 0.037776 | 1 | 3.4159e-06 | 3.418e-06 | 4.2192e-07 | 3.4204e-06 | 3.4209e-06 | 0.033861
1066 |  | 0 | 0 | 0 | 0 | 0 | 1 |  | 0 | 0 | 0 | 0 | 0 | 1 | 0.99299 | 0.97665 | 0.99283 | 0.97436 | 0.99681 | 0.99742 | 0.99785 | 0.99812 | 0.99827 | 0.99837 | 0.0001 | 0.0001 | 1.1848e-05 | 0.0001 | 0.0001 | 0.98977 | 0.99431 | 0.97215 | 0.036859 | 1 | 3.3319e-06 | 3.334e-06 | 3.9519e-07 | 3.3363e-06 | 3.3368e-06 | 0.03303
1067 |  | 0 | 0 | 0 | 0 | 0 | 1 |  | 0 | 0 | 0 | 0 | 0 | 1 | 0.99299 | 0.97658 | 0.99283 | 0.97427 | 0.99681 | 0.99742 | 0.99785 | 0.99812 | 0.99827 | 0.99837 | 0.0001 | 0.0001 | 1.1359e-05 | 0.0001 | 0.0001 | 0.99083 | 0.99431 | 0.97202 | 0.035941 | 1 | 3.248e-06 | 3.25e-06 | 3.6933e-07 | 3.2522e-06 | 3.2527e-06 | 0.032232
1068 |  | 0 | 0 | 0 | 0 | 0 | 1 |  | 0 | 0 | 0 | 0 | 0 | 1 | 0.99299 | 0.9765 | 0.99283 | 0.97418 | 0.99681 | 0.99742 | 0.99785 | 0.99812 | 0.99827 | 0.99837 | 0.0001 | 0.0001 | 1.2873e-05 | 0.0001 | 0.0001 | 0.99017 | 0.99431 | 0.97189 | 0.035024 | 1 | 3.1641e-06 | 3.166e-06 | 4.0775e-07 | 3.1682e-06 | 3.1687e-06 | 0.031379
1069 |  | 0 | 0 | 0 | 0 | 0 | 1 |  | 0 | 0 | 0 | 0 | 0 | 1 | 0.99299 | 0.97643 | 0.99283 | 0.97409 | 0.99681 | 0.99742 | 0.99785 | 0.99812 | 0.99827 | 0.99837 | 0.0001 | 0.0001 | 1.4386e-05 | 0.0001 | 0.0001 | 0.98877 | 0.99431 | 0.97175 | 0.034106 | 1 | 3.0802e-06 | 3.0821e-06 | 4.436e-07 | 3.0843e-06 | 3.0848e-06 | 0.030504
1070 |  | 0 | 0 | 0 | 0 | 0 | 1 |  | 0 | 0 | 0 | 0 | 0 | 0 | 0.99299 | 0.97635 | 0.99283 | 0.974 | 0.99681 | 0.99742 | 0.99785 | 0.99812 | 0.99827 | 0.99837 | 0.0001 | 0.0001 | 1.4515e-05 | 0.0001 | 0.0001 | 0.99131 | 0.99431 | 0.97162 | 0.033188 | 1 | 2.9964e-06 | 2.9983e-06 | 4.3538e-07 | 3.0004e-06 | 3.0008e-06 | 0.02975
1071 |  | 0 | 0 | 0 | 0 | 0 | 1 |  | 0 | 0 | 0 | 0 | 0 | 0 | 0.99299 | 0.97628 | 0.99283 | 0.9739 | 0.99681 | 0.99742 | 0.99785 | 0.99812 | 0.99827 | 0.99837 | 0.0001 | 0.0001 | 1.464e-05 | 0.0001 | 0.0001 | 0.99018 | 0.99431 | 0.97148 | 0.032271 | 1 | 2.9127e-06 | 2.9144e-06 | 4.2687e-07 | 2.9165e-06 | 2.9169e-06 | 0.028886
1072 |  | 0 | 0 | 0 | 0 | 0 | 1 |  | 0 | 0 | 0 | 0 | 0 | 0 | 0.99299 | 0.9762 | 0.99283 | 0.9738 | 0.99681 | 0.99742 | 0.99785 | 0.99812 | 0.99827 | 0.99837 | 0.0001 | 0.0001 | 1.4467e-05 | 0.0001 | 0.0001 | 0.99074 | 0.99431 | 0.97134 | 0.031353 | 1 | 2.8289e-06 | 2.8307e-06 | 4.0969e-07 | 2.8326e-06 | 2.8331e-06 | 0.028071
1073 |  | 0 | 0 | 0 | 0 | 0 | 1 |  | 0 | 0 | 0 | 0 | 0 | 0 | 0.99299 | 0.97612 | 0.99283 | 0.9737 | 0.99681 | 0.99742 | 0.99785 | 0.99812 | 0.99827 | 0.99837 | 0.0001 | 0.0001 | 1.4295e-05 | 0.0001 | 0.0001 | 0.99194 | 0.99431 | 0.9712 | 0.030436 | 1 | 2.7452e-06 | 2.7469e-06 | 3.9286e-07 | 2.7488e-06 | 2.7493e-06 | 0.027274
1074 |  | 0 | 0 | 0 | 0 | 0 | 1 |  | 0 | 0 | 0 | 0 | 0 | 0 | 0.99299 | 0.97604 | 0.99283 | 0.97361 | 0.99681 | 0.99742 | 0.99785 | 0.99812 | 0.99827 | 0.99837 | 0.0001 | 0.0001 | 1.47e-05 | 0.0001 | 0.0001 | 0.98777 | 0.99431 | 0.97106 | 0.029518 | 1 | 2.6616e-06 | 2.6632e-06 | 3.9167e-07 | 2.6651e-06 | 2.6655e-06 | 0.026332
1075 |  | 0 | 0 | 0 | 0 | 0 | 1 |  | 0 | 0 | 0 | 0 | 0 | 0 | 0.99299 | 0.97596 | 0.99283 | 0.97351 | 0.99681 | 0.99742 | 0.99785 | 0.99812 | 0.99827 | 0.99837 | 0.0001 | 0.0001 | 1.5111e-05 | 0.0001 | 0.0001 | 0.98836 | 0.99431 | 0.97092 | 0.0286 | 1 | 2.578e-06 | 2.5796e-06 | 3.8997e-07 | 2.5814e-06 | 2.5818e-06 | 0.02552
1076 |  | 0 | 0 | 0 | 0 | 0 | 1 |  | 0 | 0 | 0 | 0 | 0 | 0 | 0.99299 | 0.97588 | 0.99283 | 0.97341 | 0.99681 | 0.99742 | 0.99785 | 0.99812 | 0.99827 | 0.99837 | 0.0001 | 0.0001 | 1.5522e-05 | 0.0001 | 0.0001 | 0.98613 | 0.99431 | 0.97078 | 0.028281 | 1 | 2.5483e-06 | 2.5499e-06 | 3.9596e-07 | 2.5517e-06 | 2.5521e-06 | 0.025169
1077 |  | 0 | 0 | 0 | 0 | 0 | 1 |  | 0 | 0 | 0 | 0 | 0 | 0 | 0.99299 | 0.97579 | 0.99283 | 0.9733 | 0.99681 | 0.99742 | 0.99785 | 0.99812 | 0.99827 | 0.99837 | 0.0001 | 0.0001 | 1.5931e-05 | 0.0001 | 0.0001 | 0.98949 | 0.99431 | 0.97064 | 0.027962 | 1 | 2.5188e-06 | 2.5203e-06 | 4.017e-07 | 2.5221e-06 | 2.5225e-06 | 0.024962
1078 |  | 0 | 0 | 0 | 0 | 0 | 1 |  | 0 | 0 | 0 | 0 | 0 | 0 | 0.99299 | 0.97571 | 0.99283 | 0.9732 | 0.99681 | 0.99742 | 0.99785 | 0.99812 | 0.99827 | 0.99837 | 0.0001 | 0.0001 | 1.7644e-05 | 0.0001 | 0.0001 | 0.99098 | 0.99431 | 0.9705 | 0.027644 | 1 | 2.4893e-06 | 2.4908e-06 | 4.3965e-07 | 2.4925e-06 | 2.4929e-06 | 0.024707
1079 |  | 0 | 0 | 0 | 0 | 0 | 1 |  | 0 | 0 | 0 | 0 | 0 | 0 | 0.99299 | 0.97562 | 0.99283 | 0.9731 | 0.99681 | 0.99742 | 0.99785 | 0.99812 | 0.99827 | 0.99837 | 0.0001 | 0.0001 | 1.9356e-05 | 0.0001 | 0.0001 | 0.98917 | 0.99431 | 0.97035 | 0.027325 | 1 | 2.4597e-06 | 2.4612e-06 | 4.7661e-07 | 2.463e-06 | 2.4633e-06 | 0.024369
1080 |  | 0 | 0 | 0 | 0 | 0 | 1 |  | 0 | 0 | 0 | 0 | 0 | 0 | 0.99299 | 0.97553 | 0.99283 | 0.97299 | 0.99681 | 0.99742 | 0.99785 | 0.99812 | 0.99827 | 0.99837 | 0.0001 | 0.0001 | 2.0261e-05 | 0.0001 | 0.0001 | 0.99381 | 0.99431 | 0.9702 | 0.027007 | 1 | 2.4302e-06 | 2.4317e-06 | 4.9291e-07 | 2.4334e-06 | 2.4338e-06 | 0.02419
1081 |  | 0 | 0 | 0 | 0 | 0 | 1 |  | 0 | 0 | 0 | 0 | 0 | 0 | 0.99288 | 0.97544 | 0.99271 | 0.97288 | 0.99676 | 0.99738 | 0.99782 | 0.99809 | 0.99824 | 0.99834 | 0.0001 | 0.0001 | 2.1171e-05 | 0.0001 | 0.0001 | 0.98595 | 0.99421 | 0.97006 | 0.026689 | 1 | 2.3998e-06 | 2.4013e-06 | 5.086e-07 | 2.403e-06 | 2.4034e-06 | 0.023698
1082 |  | 0 | 0 | 0 | 0 | 0 | 1 |  | 0 | 0 | 0 | 0 | 0 | 0 | 0.99276 | 0.97535 | 0.9926 | 0.97277 | 0.9967 | 0.99734 | 0.99778 | 0.99805 | 0.99821 | 0.99831 | 0.0001 | 0.0001 | 2.2693e-05 | 0.0001 | 0.0001 | 0.9854 | 0.99412 | 0.96991 | 0.02637 | 1 | 2.3694e-06 | 2.3709e-06 | 5.3828e-07 | 2.3726e-06 | 2.373e-06 | 0.023386
1083 |  | 0 | 0 | 0 | 0 | 0 | 1 |  | 0 | 0 | 0 | 0 | 0 | 0 | 0.99265 | 0.97526 | 0.99248 | 0.97266 | 0.99665 | 0.99729 | 0.99775 | 0.99802 | 0.99819 | 0.99829 | 0.0001 | 0.0001 | 2.4211e-05 | 0.0001 | 0.0001 | 0.98677 | 0.99403 | 0.96976 | 0.026052 | 1 | 2.339e-06 | 2.3406e-06 | 5.6694e-07 | 2.3423e-06 | 2.3426e-06 | 0.023119
1084 |  | 0 | 0 | 0 | 0 | 0 | 1 |  | 0 | 0 | 0 | 0 | 0 | 0 | 0.99253 | 0.97517 | 0.99236 | 0.97255 | 0.9966 | 0.99725 | 0.99771 | 0.99799 | 0.99816 | 0.99826 | 0.0001 | 0.0001 | 2.7e-05 | 0.0001 | 0.0001 | 0.98943 | 0.99393 | 0.96961 | 0.025733 | 1 | 2.3087e-06 | 2.3102e-06 | 6.2406e-07 | 2.312e-06 | 2.3123e-06 | 0.022881
1085 |  | 0 | 0 | 0 | 0 | 0 | 1 |  | 0 | 0 | 0 | 0 | 0 | 0 | 0.99241 | 0.97507 | 0.99224 | 0.97244 | 0.99655 | 0.99721 | 0.99767 | 0.99796 | 0.99813 | 0.99823 | 0.0001 | 0.0001 | 2.9779e-05 | 0.0001 | 0.0001 | 0.98838 | 0.99384 | 0.96946 | 0.025415 | 1 | 2.2784e-06 | 2.28e-06 | 6.7927e-07 | 2.2817e-06 | 2.2821e-06 | 0.022558
1086 |  | 0 | 0 | 0 | 0 | 0 | 1 |  | 0 | 0 | 0 | 0 | 0 | 0 | 0.99241 | 0.97498 | 0.99224 | 0.97233 | 0.99655 | 0.99721 | 0.99767 | 0.99796 | 0.99813 | 0.99823 | 0.0001 | 0.0001 | 3.4793e-05 | 0.0001 | 0.0001 | 0.98758 | 0.99384 | 0.96931 | 0.025096 | 1 | 2.2491e-06 | 2.2506e-06 | 7.834e-07 | 2.2523e-06 | 2.2526e-06 | 0.022249
1087 |  | 0 | 0 | 0 | 0 | 0 | 1 |  | 0 | 0 | 0 | 0 | 0 | 0 | 0.99241 | 0.97488 | 0.99224 | 0.97222 | 0.99655 | 0.99721 | 0.99767 | 0.99796 | 0.99813 | 0.99823 | 0.0001 | 0.0001 | 3.9799e-05 | 0.0001 | 0.0001 | 0.98691 | 0.99384 | 0.96915 | 0.024778 | 1 | 2.2197e-06 | 2.2212e-06 | 8.8441e-07 | 2.2228e-06 | 2.2232e-06 | 0.021943
1088 |  | 0 | 0 | 0 | 0 | 0 | 1 |  | 0 | 0 | 0 | 0 | 0 | 0 | 0.99241 | 0.97478 | 0.99224 | 0.9721 | 0.99655 | 0.99721 | 0.99767 | 0.99796 | 0.99813 | 0.99823 | 0.0001 | 0.0001 | 4.2559e-05 | 0.0001 | 0.0001 | 0.98648 | 0.99384 | 0.969 | 0.02446 | 1 | 2.1903e-06 | 2.1918e-06 | 9.3325e-07 | 2.1935e-06 | 2.1938e-06 | 0.021644
1089 |  | 0 | 0 | 0 | 0 | 0 | 1 |  | 0 | 0 | 0 | 0 | 0 | 0 | 0.99241 | 0.97468 | 0.99224 | 0.97198 | 0.99655 | 0.99721 | 0.99767 | 0.99796 | 0.99813 | 0.99823 | 0.0001 | 0.0001 | 4.5321e-05 | 0.0001 | 0.0001 | 0.98531 | 0.99384 | 0.96884 | 0.024141 | 1 | 2.161e-06 | 2.1624e-06 | 9.8051e-07 | 2.1641e-06 | 2.1644e-06 | 0.021329
1090 |  | 0 | 0 | 0 | 0 | 0 | 1 |  | 0 | 0 | 0 | 0 | 0 | 0 | 0.99241 | 0.97458 | 0.99224 | 0.97187 | 0.99655 | 0.99721 | 0.99767 | 0.99796 | 0.99813 | 0.99823 | 0.0001 | 0.0001 | 4.8087e-05 | 0.0001 | 0.0001 | 0.98657 | 0.99384 | 0.96869 | 0.023823 | 1 | 2.1317e-06 | 2.1331e-06 | 1.0262e-06 | 2.1347e-06 | 2.1351e-06 | 0.021066
1091 |  | 0 | 0 | 0 | 0 | 0 | 1 |  | 0 | 0 | 0 | 0 | 0 | 0 | 0.99241 | 0.97448 | 0.99224 | 0.97175 | 0.99655 | 0.99721 | 0.99767 | 0.99796 | 0.99813 | 0.99823 | 0.0001 | 0.0001 | 5.0868e-05 | 0.0001 | 0.0001 | 0.9863 | 0.99384 | 0.96853 | 0.023504 | 1 | 2.1024e-06 | 2.1038e-06 | 1.0706e-06 | 2.1054e-06 | 2.1057e-06 | 0.020771
1092 |  | 0 | 0 | 0 | 0 | 0 | 1 |  | 0 | 0 | 0 | 0 | 0 | 0 | 0.99241 | 0.97438 | 0.99224 | 0.97163 | 0.99655 | 0.99721 | 0.99767 | 0.99796 | 0.99813 | 0.99823 | 0.0001 | 0.0001 | 5.2314e-05 | 0.0001 | 0.0001 | 0.98465 | 0.99384 | 0.96837 | 0.023186 | 1 | 2.0731e-06 | 2.0745e-06 | 1.0857e-06 | 2.076e-06 | 2.0764e-06 | 0.020447
1093 |  | 0 | 0 | 0 | 0 | 0 | 1 |  | 0 | 0 | 0 | 0 | 0 | 0 | 0.99241 | 0.97427 | 0.99224 | 0.97151 | 0.99655 | 0.99721 | 0.99767 | 0.99796 | 0.99813 | 0.99823 | 0.0001 | 0.0001 | 5.3767e-05 | 0.0001 | 0.0001 | 0.98581 | 0.99384 | 0.96821 | 0.022868 | 1 | 2.0438e-06 | 2.0452e-06 | 1.1001e-06 | 2.0467e-06 | 2.047e-06 | 0.020182
1094 |  | 0 | 0 | 0 | 0 | 0 | 1 |  | 0 | 0 | 0 | 0 | 0 | 0 | 0.99241 | 0.97417 | 0.99224 | 0.97139 | 0.99655 | 0.99721 | 0.99767 | 0.99796 | 0.99813 | 0.99823 | 0.0001 | 0.0001 | 5.0899e-05 | 0.0001 | 0.0001 | 0.9839 | 0.99384 | 0.96805 | 0.022549 | 1 | 2.0145e-06 | 2.0159e-06 | 1.0265e-06 | 2.0174e-06 | 2.0177e-06 | 0.019855
1095 |  | 0 | 0 | 0 | 0 | 0 | 1 |  | 0 | 0 | 0 | 0 | 0 | 0 | 0.99241 | 0.97406 | 0.99224 | 0.97126 | 0.99655 | 0.99721 | 0.99767 | 0.99796 | 0.99813 | 0.99823 | 0.0001 | 0.0001 | 4.8028e-05 | 0.0001 | 0.0001 | 0.98315 | 0.99384 | 0.96789 | 0.022231 | 1 | 1.9853e-06 | 1.9866e-06 | 9.5457e-07 | 1.9881e-06 | 1.9884e-06 | 0.019551
1096 |  | 0 | 0 | 0 | 0 | 0 | 1 |  | 0 | 0 | 0 | 0 | 0 | 0 | 0.99241 | 0.97395 | 0.99224 | 0.97114 | 0.99655 | 0.99721 | 0.99767 | 0.99796 | 0.99813 | 0.99823 | 0.0001 | 0.0001 | 4.4598e-05 | 0.0001 | 0.0001 | 0.98388 | 0.99384 | 0.96773 | 0.021912 | 1 | 1.9561e-06 | 1.9574e-06 | 8.7334e-07 | 1.9588e-06 | 1.9592e-06 | 0.019278
1097 |  | 0 | 0 | 0 | 0 | 0 | 1 |  | 0 | 0 | 0 | 0 | 0 | 0 | 0.99241 | 0.97384 | 0.99224 | 0.97101 | 0.99655 | 0.99721 | 0.99767 | 0.99796 | 0.99813 | 0.99823 | 0.0001 | 0.0001 | 4.1174e-05 | 0.0001 | 0.0001 | 0.98247 | 0.99384 | 0.96757 | 0.021594 | 1 | 1.9268e-06 | 1.9281e-06 | 7.9425e-07 | 1.9296e-06 | 1.9299e-06 | 0.018963
1098 |  | 0 | 0 | 0 | 0 | 0 | 1 |  | 0 | 0 | 0 | 0 | 0 | 0 | 0.99241 | 0.97373 | 0.99224 | 0.97089 | 0.99655 | 0.99721 | 0.99767 | 0.99796 | 0.99813 | 0.99823 | 0.0001 | 0.0001 | 3.773e-05 | 0.0001 | 0.0001 | 0.9777 | 0.99384 | 0.9674 | 0.021275 | 1 | 1.8976e-06 | 1.8989e-06 | 7.168e-07 | 1.9003e-06 | 1.9007e-06 | 0.018585
1099 |  | 0 | 0 | 0 | 0 | 0 | 1 |  | 0 | 0 | 0 | 0 | 0 | 0 | 0.99241 | 0.97362 | 0.99224 | 0.97076 | 0.99655 | 0.99721 | 0.99767 | 0.99796 | 0.99813 | 0.99823 | 0.0001 | 0.0001 | 3.4282e-05 | 0.0001 | 0.0001 | 0.98279 | 0.99384 | 0.96724 | 0.020957 | 1 | 1.8685e-06 | 1.8697e-06 | 6.4127e-07 | 1.8711e-06 | 1.8714e-06 | 0.018394
1100 |  | 0 | 0 | 0 | 0 | 0 | 1 |  | 0 | 0 | 0 | 0 | 0 | 0 | 0.99241 | 0.97351 | 0.99224 | 0.97063 | 0.99655 | 0.99721 | 0.99767 | 0.99796 | 0.99813 | 0.99823 | 0.0001 | 0.0001 | 2.9382e-05 | 0.0001 | 0.0001 | 0.97894 | 0.99384 | 0.96707 | 0 | 1 | 0 | 0 | 0 | 0 | 0 | 0
1101 |  | 0 | 0 | 0 | 0 | 0 | 0 |  | 0 | 0 | 0 | 0 | 0 | 0 | 0.99241 | 0 | 0.99224 | 0 | 0.99655 | 0.99721 | 0.99767 | 0.99796 | 0.99813 | 0.99823 | 0.0001 | 0.0001 | 2.4478e-05 | 0.0001 | 0.0001 | 0 | 0.99384 | 0 | 0 | 1 | 0 | 0 | 0 | 0 | 0 | 0
1102 |  | 0 | 0 | 0 | 0 | 0 | 0 |  | 0 | 0 | 0 | 0 | 0 | 0 | 0.99241 | 0 | 0.99224 | 0 | 0.99655 | 0.99721 | 0.99767 | 0.99796 | 0.99813 | 0.99823 | 0.0001 | 0.0001 | 0.0001 | 0.0001 | 0.0001 | 0 | 0.99384 | 0 | 0 | 1 | 0 | 0 | 0 | 0 | 0 | 0
1103 |  | 0 | 0 | 0 | 0 | 0 | 0 |  | 0 | 0 | 0 | 0 | 0 | 0 | 0.99241 | 0 | 0.99224 | 0 | 0.99655 | 0.99721 | 0.99767 | 0.99796 | 0.99813 | 0.99823 | 0.0001 | 0.0001 | 0.0001 | 0.0001 | 0.0001 | 0 | 0.99384 | 0 | 0 | 1 | 0 | 0 | 0 | 0 | 0 | 0
1104 |  | 0 | 0 | 0 | 0 | 0 | 0 |  | 0 | 0 | 0 | 0 | 0 | 0 | 0.99241 | 0 | 0.99224 | 0 | 0.99655 | 0.99721 | 0.99767 | 0.99796 | 0.99813 | 0.99823 | 0.0001 | 0.0001 | 0.0001 | 0.0001 | 0.0001 | 0 | 0.99384 | 0 | 0 | 1 | 0 | 0 | 0 | 0 | 0 | 0
1105 |  | 0 | 0 | 0 | 0 | 0 | 0 |  | 0 | 0 | 0 | 0 | 0 | 0 | 0.99241 | 0 | 0.99224 | 0 | 0.99655 | 0.99721 | 0.99767 | 0.99796 | 0.99813 | 0.99823 | 0.0001 | 0.0001 | 0.0001 | 0.0001 | 0.0001 | 0 | 0.99384 | 0 | 0 | 1 | 0 | 0 | 0 | 0 | 0 | 0
1106 |  | 0 | 0 | 0 | 0 | 0 | 0 |  | 0 | 0 | 0 | 0 | 0 | 0 | 0.9923 | 0 | 0.99212 | 0 | 0.99649 | 0.99716 | 0.99764 | 0.99793 | 0.9981 | 0.99821 | 0.0001 | 0.0001 | 0.0001 | 0.0001 | 0.0001 | 0 | 0.99374 | 0 | 0 | 1 | 0 | 0 | 0 | 0 | 0 | 0
1107 |  | 0 | 0 | 0 | 0 | 0 | 0 |  | 0 | 0 | 0 | 0 | 0 | 0 | 0.99218 | 0 | 0.992 | 0 | 0.99644 | 0.99712 | 0.9976 | 0.9979 | 0.99807 | 0.99818 | 0.0001 | 0.0001 | 0.0001 | 0.0001 | 0.0001 | 0 | 0.99365 | 0 | 0 | 1 | 0 | 0 | 0 | 0 | 0 | 0
1108 |  | 0 | 0 | 0 | 0 | 0 | 0 |  | 0 | 0 | 0 | 0 | 0 | 0 | 0.99206 | 0 | 0.99188 | 0 | 0.99639 | 0.99708 | 0.99757 | 0.99787 | 0.99804 | 0.99815 | 0.0001 | 0.0001 | 0.0001 | 0.0001 | 0.0001 | 0 | 0.99355 | 0 | 0 | 1 | 0 | 0 | 0 | 0 | 0 | 0
1109 |  | 0 | 0 | 0 | 0 | 0 | 0 |  | 0 | 0 | 0 | 0 | 0 | 0 | 0.99195 | 0 | 0.99176 | 0 | 0.99633 | 0.99704 | 0.99753 | 0.99783 | 0.99801 | 0.99812 | 0.0001 | 0.0001 | 0.0001 | 0.0001 | 0.0001 | 0 | 0.99346 | 0 | 0 | 1 | 0 | 0 | 0 | 0 | 0 | 0
1110 |  | 0 | 0 | 0 | 0 | 0 | 0 |  | 0 | 0 | 0 | 0 | 0 | 0 | 0.99183 | 0 | 0.99164 | 0 | 0.99628 | 0.99699 | 0.9975 | 0.9978 | 0.99798 | 0.9981 | 0.0001 | 0.0001 | 0.0001 | 0.0001 | 0.0001 | 0 | 0.99336 | 0 | 0 | 1 | 0 | 0 | 0 | 0 | 0 | 0
1111 |  | 0 | 0 | 0 | 0 | 0 | 0 |  | 0 | 0 | 0 | 0 | 0 | 0 | 0.99195 | 0 | 0.99176 | 0 | 0.99633 | 0.99704 | 0.99753 | 0.99783 | 0.99801 | 0.99812 | 0.0001 | 0.0001 | 0.0001 | 0.0001 | 0.0001 | 0 | 0.99346 | 0 | 0 | 1 | 0 | 0 | 0 | 0 | 0 | 0
1112 |  | 0 | 0 | 0 | 0 | 0 | 0 |  | 0 | 0 | 0 | 0 | 0 | 0 | 0.99206 | 0 | 0.99188 | 0 | 0.99639 | 0.99708 | 0.99757 | 0.99787 | 0.99804 | 0.99815 | 0.0001 | 0.0001 | 0.0001 | 0.0001 | 0.0001 | 0 | 0.99355 | 0 | 0 | 1 | 0 | 0 | 0 | 0 | 0 | 0
1113 |  | 0 | 0 | 0 | 0 | 0 | 0 |  | 0 | 0 | 0 | 0 | 0 | 0 | 0.99218 | 0 | 0.992 | 0 | 0.99644 | 0.99712 | 0.9976 | 0.9979 | 0.99807 | 0.99818 | 0.0001 | 0.0001 | 0.0001 | 0.0001 | 0.0001 | 0 | 0.99365 | 0 | 0 | 1 | 0 | 0 | 0 | 0 | 0 | 0
1114 |  | 0 | 0 | 0 | 0 | 0 | 0 |  | 0 | 0 | 0 | 0 | 0 | 0 | 0.9923 | 0 | 0.99212 | 0 | 0.99649 | 0.99716 | 0.99764 | 0.99793 | 0.9981 | 0.99821 | 0.0001 | 0.0001 | 0.0001 | 0.0001 | 0.0001 | 0 | 0.99374 | 0 | 0 | 1 | 0 | 0 | 0 | 0 | 0 | 0
1115 |  | 0 | 0 | 0 | 0 | 0 | 0 |  | 0 | 0 | 0 | 0 | 0 | 0 | 0.99241 | 0 | 0.99224 | 0 | 0.99655 | 0.99721 | 0.99767 | 0.99796 | 0.99813 | 0.99823 | 0.0001 | 0.0001 | 0.0001 | 0.0001 | 0.0001 | 0 | 0.99384 | 0 | 0 | 1 | 0 | 0 | 0 | 0 | 0 | 0
1116 |  | 0 | 0 | 0 | 0 | 0 | 0 |  | 0 | 0 | 0 | 0 | 0 | 0 | 0.99241 | 0 | 0.99224 | 0 | 0.99655 | 0.99721 | 0.99767 | 0.99796 | 0.99813 | 0.99823 | 0.0001 | 0.0001 | 0.0001 | 0.0001 | 0.0001 | 0 | 0.99384 | 0 | 0 | 1 | 0 | 0 | 0 | 0 | 0 | 0
1117 |  | 0 | 0 | 0 | 0 | 0 | 0 |  | 0 | 0 | 0 | 0 | 0 | 0 | 0.99241 | 0 | 0.99224 | 0 | 0.99655 | 0.99721 | 0.99767 | 0.99796 | 0.99813 | 0.99823 | 0.0001 | 0.0001 | 0.0001 | 0.0001 | 0.0001 | 0 | 0.99384 | 0 | 0 | 1 | 0 | 0 | 0 | 0 | 0 | 0
1118 |  | 0 | 0 | 0 | 0 | 0 | 0 |  | 0 | 0 | 0 | 0 | 0 | 0 | 0.99241 | 0 | 0.99224 | 0 | 0.99655 | 0.99721 | 0.99767 | 0.99796 | 0.99813 | 0.99823 | 0.0001 | 0.0001 | 0.0001 | 0.0001 | 0.0001 | 0 | 0.99384 | 0 | 0 | 1 | 0 | 0 | 0 | 0 | 0 | 0
1119 |  | 0 | 0 | 0 | 0 | 0 | 0 |  | 0 | 0 | 0 | 0 | 0 | 0 | 0.99241 | 0 | 0.99224 | 0 | 0.99655 | 0.99721 | 0.99767 | 0.99796 | 0.99813 | 0.99823 | 0.0001 | 0.0001 | 0.0001 | 0.0001 | 0.0001 | 0 | 0.99384 | 0 | 0 | 1 | 0 | 0 | 0 | 0 | 0 | 0
1120 |  | 0 | 0 | 0 | 0 | 0 | 0 |  | 0 | 0 | 0 | 0 | 0 | 0 | 0.99241 | 0 | 0.99224 | 0 | 0.99655 | 0.99721 | 0.99767 | 0.99796 | 0.99813 | 0.99823 | 0.0001 | 0.0001 | 0.0001 | 0.0001 | 0.0001 | 0 | 0.99384 | 0 | 0 | 1 | 0 | 0 | 0 | 0 | 0 | 0
1121 |  | 0 | 0 | 0 | 0 | 0 | 0 |  | 0 | 0 | 0 | 0 | 0 | 0 | 0.9923 | 0 | 0.99212 | 0 | 0.99649 | 0.99716 | 0.99764 | 0.99793 | 0.9981 | 0.99821 | 0.0001 | 0.0001 | 0.0001 | 0.0001 | 0.0001 | 0 | 0.99374 | 0 | 0 | 1 | 0 | 0 | 0 | 0 | 0 | 0
1122 |  | 0 | 0 | 0 | 0 | 0 | 0 |  | 0 | 0 | 0 | 0 | 0 | 0 | 0.99218 | 0 | 0.992 | 0 | 0.99644 | 0.99712 | 0.9976 | 0.9979 | 0.99807 | 0.99818 | 0.0001 | 0.0001 | 0.0001 | 0.0001 | 0.0001 | 0 | 0.99365 | 0 | 0 | 1 | 0 | 0 | 0 | 0 | 0 | 0
1123 |  | 0 | 0 | 0 | 0 | 0 | 0 |  | 0 | 0 | 0 | 0 | 0 | 0 | 0.99206 | 0 | 0.99188 | 0 | 0.99639 | 0.99708 | 0.99757 | 0.99787 | 0.99804 | 0.99815 | 0.0001 | 0.0001 | 0.0001 | 0.0001 | 0.0001 | 0 | 0.99355 | 0 | 0 | 1 | 0 | 0 | 0 | 0 | 0 | 0
1124 |  | 0 | 0 | 0 | 0 | 0 | 0 |  | 0 | 0 | 0 | 0 | 0 | 0 | 0.99195 | 0 | 0.99176 | 0 | 0.99633 | 0.99704 | 0.99753 | 0.99783 | 0.99801 | 0.99812 | 0.0001 | 0.0001 | 0.0001 | 0.0001 | 0.0001 | 0 | 0.99346 | 0 | 0 | 1 | 0 | 0 | 0 | 0 | 0 | 0
1125 |  | 0 | 0 | 0 | 0 | 0 | 0 |  | 0 | 0 | 0 | 0 | 0 | 0 | 0.99183 | 0 | 0.99164 | 0 | 0.99628 | 0.99699 | 0.9975 | 0.9978 | 0.99798 | 0.9981 | 0.0001 | 0.0001 | 0.0001 | 0.0001 | 0.0001 | 0 | 0.99336 | 0 | 0 | 1 | 0 | 0 | 0 | 0 | 0 | 0
1126 |  | 0 | 0 | 0 | 0 | 0 | 0 |  | 0 | 0 | 0 | 0 | 0 | 0 | 0.99171 | 0 | 0.99152 | 0 | 0.99623 | 0.99695 | 0.99746 | 0.99777 | 0.99796 | 0.99807 | 0.0001 | 0.0001 | 0.0001 | 0.0001 | 0.0001 | 0 | 0.99327 | 0 | 0 | 1 | 0 | 0 | 0 | 0 | 0 | 0
1127 |  | 0 | 0 | 0 | 0 | 0 | 0 |  | 0 | 0 | 0 | 0 | 0 | 0 | 0.9916 | 0 | 0.99141 | 0 | 0.99617 | 0.99691 | 0.99742 | 0.99774 | 0.99793 | 0.99804 | 0.0001 | 0.0001 | 0.0001 | 0.0001 | 0.0001 | 0 | 0.99317 | 0 | 0 | 1 | 0 | 0 | 0 | 0 | 0 | 0
1128 |  | 0 | 0 | 0 | 0 | 0 | 0 |  | 0 | 0 | 0 | 0 | 0 | 0 | 0.99148 | 0 | 0.99129 | 0 | 0.99612 | 0.99686 | 0.99739 | 0.99771 | 0.9979 | 0.99801 | 0.0001 | 0.0001 | 0.0001 | 0.0001 | 0.0001 | 0 | 0.99308 | 0 | 0 | 1 | 0 | 0 | 0 | 0 | 0 | 0
1129 |  | 0 | 0 | 0 | 0 | 0 | 0 |  | 0 | 0 | 0 | 0 | 0 | 0 | 0.99137 | 0 | 0.99117 | 0 | 0.99607 | 0.99682 | 0.99735 | 0.99768 | 0.99787 | 0.99799 | 0.0001 | 0.0001 | 0.0001 | 0.0001 | 0.0001 | 0 | 0.99299 | 0 | 0 | 1 | 0 | 0 | 0 | 0 | 0 | 0
1130 |  | 0 | 0 | 0 | 0 | 0 | 0 |  | 0 | 0 | 0 | 0 | 0 | 0 | 0.99125 | 0 | 0.99105 | 0 | 0.99601 | 0.99678 | 0.99732 | 0.99765 | 0.99784 | 0.99796 | 0.0001 | 0.0001 | 0.0001 | 0.0001 | 0.0001 | 0 | 0.99289 | 0 | 0 | 1 | 0 | 0 | 0 | 0 | 0 | 0
1131 |  | 0 | 0 | 0 | 0 | 0 | 0 |  | 0 | 0 | 0 | 0 | 0 | 0 | 0.99125 | 0 | 0.99105 | 0 | 0.99601 | 0.99678 | 0.99732 | 0.99765 | 0.99784 | 0.99796 | 0.0001 | 0.0001 | 0.0001 | 0.0001 | 0.0001 | 0 | 0.99289 | 0 | 0 | 1 | 0 | 0 | 0 | 0 | 0 | 0
1132 |  | 0 | 0 | 0 | 0 | 0 | 0 |  | 0 | 0 | 0 | 0 | 0 | 0 | 0.99125 | 0 | 0.99105 | 0 | 0.99601 | 0.99678 | 0.99732 | 0.99765 | 0.99784 | 0.99796 | 0.0001 | 0.0001 | 0.0001 | 0.0001 | 0.0001 | 0 | 0.99289 | 0 | 0 | 1 | 0 | 0 | 0 | 0 | 0 | 0
1133 |  | 0 | 0 | 0 | 0 | 0 | 0 |  | 0 | 0 | 0 | 0 | 0 | 0 | 0.99125 | 0 | 0.99105 | 0 | 0.99601 | 0.99678 | 0.99732 | 0.99765 | 0.99784 | 0.99796 | 0.0001 | 0.0001 | 0.0001 | 0.0001 | 0.0001 | 0 | 0.99289 | 0 | 0 | 1 | 0 | 0 | 0 | 0 | 0 | 0
1134 |  | 0 | 0 | 0 | 0 | 0 | 0 |  | 0 | 0 | 0 | 0 | 0 | 0 | 0.99125 | 0 | 0.99105 | 0 | 0.99601 | 0.99678 | 0.99732 | 0.99765 | 0.99784 | 0.99796 | 0.0001 | 0.0001 | 0.0001 | 0.0001 | 0.0001 | 0 | 0.99289 | 0 | 0 | 1 | 0 | 0 | 0 | 0 | 0 | 0
1135 |  | 0 | 0 | 0 | 0 | 0 | 0 |  | 0 | 0 | 0 | 0 | 0 | 0 | 0.99125 | 0 | 0.99105 | 0 | 0.99601 | 0.99678 | 0.99732 | 0.99765 | 0.99784 | 0.99796 | 0.0001 | 0.0001 | 0.0001 | 0.0001 | 0.0001 | 0 | 0.99289 | 0 | 0 | 1 | 0 | 0 | 0 | 0 | 0 | 0
1136 |  | 0 | 0 | 0 | 0 | 0 | 0 |  | 0 | 0 | 0 | 0 | 0 | 0 | 0.99125 | 0 | 0.99105 | 0 | 0.99601 | 0.99678 | 0.99732 | 0.99765 | 0.99784 | 0.99796 | 0.0001 | 0.0001 | 0.0001 | 0.0001 | 0.0001 | 0 | 0.99289 | 0 | 0 | 1 | 0 | 0 | 0 | 0 | 0 | 0
1137 |  | 0 | 0 | 0 | 0 | 0 | 0 |  | 0 | 0 | 0 | 0 | 0 | 0 | 0.99125 | 0 | 0.99105 | 0 | 0.99601 | 0.99678 | 0.99732 | 0.99765 | 0.99784 | 0.99796 | 0.0001 | 0.0001 | 0.0001 | 0.0001 | 0.0001 | 0 | 0.99289 | 0 | 0 | 1 | 0 | 0 | 0 | 0 | 0 | 0
1138 |  | 0 | 0 | 0 | 0 | 0 | 0 |  | 0 | 0 | 0 | 0 | 0 | 0 | 0.99125 | 0 | 0.99105 | 0 | 0.99601 | 0.99678 | 0.99732 | 0.99765 | 0.99784 | 0.99796 | 0.0001 | 0.0001 | 0.0001 | 0.0001 | 0.0001 | 0 | 0.99289 | 0 | 0 | 1 | 0 | 0 | 0 | 0 | 0 | 0
1139 |  | 0 | 0 | 0 | 0 | 0 | 0 |  | 0 | 0 | 0 | 0 | 0 | 0 | 0.99125 | 0 | 0.99105 | 0 | 0.99601 | 0.99678 | 0.99732 | 0.99765 | 0.99784 | 0.99796 | 0.0001 | 0.0001 | 0.0001 | 0.0001 | 0.0001 | 0 | 0.99289 | 0 | 0 | 1 | 0 | 0 | 0 | 0 | 0 | 0
1140 |  | 0 | 0 | 0 | 0 | 0 | 0 |  | 0 | 0 | 0 | 0 | 0 | 0 | 0.99125 | 0 | 0.99105 | 0 | 0.99601 | 0.99678 | 0.99732 | 0.99765 | 0.99784 | 0.99796 | 0.0001 | 0.0001 | 0.0001 | 0.0001 | 0.0001 | 0 | 0.99289 | 0 | 0 | 1 | 0 | 0 | 0 | 0 | 0 | 0
1141 |  | 0 | 0 | 0 | 0 | 0 | 0 |  | 0 | 0 | 0 | 0 | 0 | 0 | 0.99125 | 0 | 0.99105 | 0 | 0.99601 | 0.99678 | 0.99732 | 0.99765 | 0.99784 | 0.99796 | 0.0001 | 0.0001 | 0.0001 | 0.0001 | 0.0001 | 0 | 0.99289 | 0 | 0 | 1 | 0 | 0 | 0 | 0 | 0 | 0
1142 |  | 0 | 0 | 0 | 0 | 0 | 0 |  | 0 | 0 | 0 | 0 | 0 | 0 | 0.99125 | 0 | 0.99105 | 0 | 0.99601 | 0.99678 | 0.99732 | 0.99765 | 0.99784 | 0.99796 | 0.0001 | 0.0001 | 0.0001 | 0.0001 | 0.0001 | 0 | 0.99289 | 0 | 0 | 1 | 0 | 0 | 0 | 0 | 0 | 0
1143 |  | 0 | 0 | 0 | 0 | 0 | 0 |  | 0 | 0 | 0 | 0 | 0 | 0 | 0.99125 | 0 | 0.99105 | 0 | 0.99601 | 0.99678 | 0.99732 | 0.99765 | 0.99784 | 0.99796 | 0.0001 | 0.0001 | 0.0001 | 0.0001 | 0.0001 | 0 | 0.99289 | 0 | 0 | 1 | 0 | 0 | 0 | 0 | 0 | 0
1144 |  | 0 | 0 | 0 | 0 | 0 | 0 |  | 0 | 0 | 0 | 0 | 0 | 0 | 0.99125 | 0 | 0.99105 | 0 | 0.99601 | 0.99678 | 0.99732 | 0.99765 | 0.99784 | 0.99796 | 0.0001 | 0.0001 | 0.0001 | 0.0001 | 0.0001 | 0 | 0.99289 | 0 | 0 | 1 | 0 | 0 | 0 | 0 | 0 | 0
1145 |  | 0 | 0 | 0 | 0 | 0 | 0 |  | 0 | 0 | 0 | 0 | 0 | 0 | 0.99125 | 0 | 0.99105 | 0 | 0.99601 | 0.99678 | 0.99732 | 0.99765 | 0.99784 | 0.99796 | 0.0001 | 0.0001 | 0.0001 | 0.0001 | 0.0001 | 0 | 0.99289 | 0 | 0 | 1 | 0 | 0 | 0 | 0 | 0 | 0
1146 |  | 0 | 0 | 0 | 0 | 0 | 0 |  | 0 | 0 | 0 | 0 | 0 | 0 | 0.99125 | 0 | 0.99105 | 0 | 0.99601 | 0.99678 | 0.99732 | 0.99765 | 0.99784 | 0.99796 | 0.0001 | 0.0001 | 0.0001 | 0.0001 | 0.0001 | 0 | 0.99289 | 0 | 0 | 1 | 0 | 0 | 0 | 0 | 0 | 0
1147 |  | 0 | 0 | 0 | 0 | 0 | 0 |  | 0 | 0 | 0 | 0 | 0 | 0 | 0.99125 | 0 | 0.99105 | 0 | 0.99601 | 0.99678 | 0.99732 | 0.99765 | 0.99784 | 0.99796 | 0.0001 | 0.0001 | 0.0001 | 0.0001 | 0.0001 | 0 | 0.99289 | 0 | 0 | 1 | 0 | 0 | 0 | 0 | 0 | 0
1148 |  | 0 | 0 | 0 | 0 | 0 | 0 |  | 0 | 0 | 0 | 0 | 0 | 0 | 0.99125 | 0 | 0.99105 | 0 | 0.99601 | 0.99678 | 0.99732 | 0.99765 | 0.99784 | 0.99796 | 0.0001 | 0.0001 | 0.0001 | 0.0001 | 0.0001 | 0 | 0.99289 | 0 | 0 | 1 | 0 | 0 | 0 | 0 | 0 | 0
1149 |  | 0 | 0 | 0 | 0 | 0 | 0 |  | 0 | 0 | 0 | 0 | 0 | 0 | 0.99125 | 0 | 0.99105 | 0 | 0.99601 | 0.99678 | 0.99732 | 0.99765 | 0.99784 | 0.99796 | 0.0001 | 0.0001 | 0.0001 | 0.0001 | 0.0001 | 0 | 0.99289 | 0 | 0 | 1 | 0 | 0 | 0 | 0 | 0 | 0
1150 |  | 0 | 0 | 0 | 0 | 0 | 0 |  | 0 | 0 | 0 | 0 | 0 | 0 | 0.99125 | 0 | 0.99105 | 0 | 0.99601 | 0.99678 | 0.99732 | 0.99765 | 0.99784 | 0.99796 | 0.0001 | 0.0001 | 0.0001 | 0.0001 | 0.0001 | 0 | 0.99289 | 0 | 0 | 1 | 0 | 0 | 0 | 0 | 0 | 0
1151 |  | 0 | 0 | 0 | 0 | 0 | 0 |  | 0 | 0 | 0 | 0 | 0 | 0 | 0.99125 | 0 | 0.99105 | 0 | 0.99601 | 0.99678 | 0.99732 | 0.99765 | 0.99784 | 0.99796 | 0.0001 | 0.0001 | 0.0001 | 0.0001 | 0.0001 | 0 | 0.99289 | 0 | 0 | 1 | 0 | 0 | 0 | 0 | 0 | 0
1152 |  | 0 | 0 | 0 | 0 | 0 | 0 |  | 0 | 0 | 0 | 0 | 0 | 0 | 0.99125 | 0 | 0.99105 | 0 | 0.99601 | 0.99678 | 0.99732 | 0.99765 | 0.99784 | 0.99796 | 0.0001 | 0.0001 | 0.0001 | 0.0001 | 0.0001 | 0 | 0.99289 | 0 | 0 | 1 | 0 | 0 | 0 | 0 | 0 | 0
1153 |  | 0 | 0 | 0 | 0 | 0 | 0 |  | 0 | 0 | 0 | 0 | 0 | 0 | 0.99125 | 0 | 0.99105 | 0 | 0.99601 | 0.99678 | 0.99732 | 0.99765 | 0.99784 | 0.99796 | 0.0001 | 0.0001 | 0.0001 | 0.0001 | 0.0001 | 0 | 0.99289 | 0 | 0 | 1 | 0 | 0 | 0 | 0 | 0 | 0
1154 |  | 0 | 0 | 0 | 0 | 0 | 0 |  | 0 | 0 | 0 | 0 | 0 | 0 | 0.99125 | 0 | 0.99105 | 0 | 0.99601 | 0.99678 | 0.99732 | 0.99765 | 0.99784 | 0.99796 | 0.0001 | 0.0001 | 0.0001 | 0.0001 | 0.0001 | 0 | 0.99289 | 0 | 0 | 1 | 0 | 0 | 0 | 0 | 0 | 0
1155 |  | 0 | 0 | 0 | 0 | 0 | 0 |  | 0 | 0 | 0 | 0 | 0 | 0 | 0.99125 | 0 | 0.99105 | 0 | 0.99601 | 0.99678 | 0.99732 | 0.99765 | 0.99784 | 0.99796 | 0.0001 | 0.0001 | 0.0001 | 0.0001 | 0.0001 | 0 | 0.99289 | 0 | 0 | 1 | 0 | 0 | 0 | 0 | 0 | 0
1156 |  | 0 | 0 | 0 | 0 | 0 | 0 |  | 0 | 0 | 0 | 0 | 0 | 0 | 0.99125 | 0 | 0.99105 | 0 | 0.99601 | 0.99678 | 0.99732 | 0.99765 | 0.99784 | 0.99796 | 0.0001 | 0.0001 | 0.0001 | 0.0001 | 0.0001 | 0 | 0.99289 | 0 | 0 | 1 | 0 | 0 | 0 | 0 | 0 | 0
1157 |  | 0 | 0 | 0 | 0 | 0 | 0 |  | 0 | 0 | 0 | 0 | 0 | 0 | 0.99125 | 0 | 0.99105 | 0 | 0.99601 | 0.99678 | 0.99732 | 0.99765 | 0.99784 | 0.99796 | 0.0001 | 0.0001 | 0.0001 | 0.0001 | 0.0001 | 0 | 0.99289 | 0 | 0 | 1 | 0 | 0 | 0 | 0 | 0 | 0
1158 |  | 0 | 0 | 0 | 0 | 0 | 0 |  | 0 | 0 | 0 | 0 | 0 | 0 | 0.99125 | 0 | 0.99105 | 0 | 0.99601 | 0.99678 | 0.99732 | 0.99765 | 0.99784 | 0.99796 | 0.0001 | 0.0001 | 0.0001 | 0.0001 | 0.0001 | 0 | 0.99289 | 0 | 0 | 1 | 0 | 0 | 0 | 0 | 0 | 0
1159 |  | 0 | 0 | 0 | 0 | 0 | 0 |  | 0 | 0 | 0 | 0 | 0 | 0 | 0.99125 | 0 | 0.99105 | 0 | 0.99601 | 0.99678 | 0.99732 | 0.99765 | 0.99784 | 0.99796 | 0.0001 | 0.0001 | 0.0001 | 0.0001 | 0.0001 | 0 | 0.99289 | 0 | 0 | 1 | 0 | 0 | 0 | 0 | 0 | 0
1160 |  | 0 | 0 | 0 | 0 | 0 | 0 |  | 0 | 0 | 0 | 0 | 0 | 0 | 0.99125 | 0 | 0.99105 | 0 | 0.99601 | 0.99678 | 0.99732 | 0.99765 | 0.99784 | 0.99796 | 0.0001 | 0.0001 | 0.0001 | 0.0001 | 0.0001 | 0 | 0.99289 | 0 | 0 | 1 | 0 | 0 | 0 | 0 | 0 | 0
1161 |  | 0 | 0 | 0 | 0 | 0 | 0 |  | 0 | 0 | 0 | 0 | 0 | 0 | 0.99113 | 0 | 0.99093 | 0 | 0.99596 | 0.99673 | 0.99728 | 0.99761 | 0.99781 | 0.99793 | 0.0001 | 0.0001 | 0.0001 | 0.0001 | 0.0001 | 0 | 0.9928 | 0 | 0 | 1 | 0 | 0 | 0 | 0 | 0 | 0
1162 |  | 0 | 0 | 0 | 0 | 0 | 0 |  | 0 | 0 | 0 | 0 | 0 | 0 | 0.99102 | 0 | 0.99081 | 0 | 0.99591 | 0.99669 | 0.99725 | 0.99758 | 0.99778 | 0.99791 | 0.0001 | 0.0001 | 0.0001 | 0.0001 | 0.0001 | 0 | 0.9927 | 0 | 0 | 1 | 0 | 0 | 0 | 0 | 0 | 0
1163 |  | 0 | 0 | 0 | 0 | 0 | 0 |  | 0 | 0 | 0 | 0 | 0 | 0 | 0.9909 | 0 | 0.99069 | 0 | 0.99586 | 0.99665 | 0.99721 | 0.99755 | 0.99775 | 0.99788 | 0.0001 | 0.0001 | 0.0001 | 0.0001 | 0.0001 | 0 | 0.99261 | 0 | 0 | 1 | 0 | 0 | 0 | 0 | 0 | 0
1164 |  | 0 | 0 | 0 | 0 | 0 | 0 |  | 0 | 0 | 0 | 0 | 0 | 0 | 0.99078 | 0 | 0.99057 | 0 | 0.9958 | 0.99661 | 0.99717 | 0.99752 | 0.99773 | 0.99785 | 0.0001 | 0.0001 | 0.0001 | 0.0001 | 0.0001 | 0 | 0.99251 | 0 | 0 | 1 | 0 | 0 | 0 | 0 | 0 | 0
1165 |  | 0 | 0 | 0 | 0 | 0 | 0 |  | 0 | 0 | 0 | 0 | 0 | 0 | 0.99067 | 0 | 0.99045 | 0 | 0.99575 | 0.99656 | 0.99714 | 0.99749 | 0.9977 | 0.99782 | 0.0001 | 0.0001 | 0.0001 | 0.0001 | 0.0001 | 0 | 0.99242 | 0 | 0 | 1 | 0 | 0 | 0 | 0 | 0 | 0
1166 |  | 0 | 0 | 0 | 0 | 0 | 0 |  | 0 | 0 | 0 | 0 | 0 | 0 | 0.99078 | 0 | 0.99057 | 0 | 0.9958 | 0.99661 | 0.99717 | 0.99752 | 0.99773 | 0.99785 | 0.0001 | 0.0001 | 0.0001 | 0.0001 | 0.0001 | 0 | 0.99251 | 0 | 0 | 1 | 0 | 0 | 0 | 0 | 0 | 0
1167 |  | 0 | 0 | 0 | 0 | 0 | 0 |  | 0 | 0 | 0 | 0 | 0 | 0 | 0.9909 | 0 | 0.99069 | 0 | 0.99586 | 0.99665 | 0.99721 | 0.99755 | 0.99775 | 0.99788 | 0.0001 | 0.0001 | 0.0001 | 0.0001 | 0.0001 | 0 | 0.99261 | 0 | 0 | 1 | 0 | 0 | 0 | 0 | 0 | 0
1168 |  | 0 | 0 | 0 | 0 | 0 | 0 |  | 0 | 0 | 0 | 0 | 0 | 0 | 0.99102 | 0 | 0.99081 | 0 | 0.99591 | 0.99669 | 0.99725 | 0.99758 | 0.99778 | 0.99791 | 0.0001 | 0.0001 | 0.0001 | 0.0001 | 0.0001 | 0 | 0.9927 | 0 | 0 | 1 | 0 | 0 | 0 | 0 | 0 | 0
1169 |  | 0 | 0 | 0 | 0 | 0 | 0 |  | 0 | 0 | 0 | 0 | 0 | 0 | 0.99113 | 0 | 0.99093 | 0 | 0.99596 | 0.99673 | 0.99728 | 0.99761 | 0.99781 | 0.99793 | 0.0001 | 0.0001 | 0.0001 | 0.0001 | 0.0001 | 0 | 0.9928 | 0 | 0 | 1 | 0 | 0 | 0 | 0 | 0 | 0
1170 |  | 0 | 0 | 0 | 0 | 0 | 0 |  | 0 | 0 | 0 | 0 | 0 | 0 | 0.99125 | 0 | 0.99105 | 0 | 0.99601 | 0.99678 | 0.99732 | 0.99765 | 0.99784 | 0.99796 | 0.0001 | 0.0001 | 0.0001 | 0.0001 | 0.0001 | 0 | 0.99289 | 0 | 0 | 1 | 0 | 0 | 0 | 0 | 0 | 0
1171 |  | 0 | 0 | 0 | 0 | 0 | 0 |  | 0 | 0 | 0 | 0 | 0 | 0 | 0.99113 | 0 | 0.99093 | 0 | 0.99596 | 0.99673 | 0.99728 | 0.99761 | 0.99781 | 0.99793 | 0.0001 | 0.0001 | 0.0001 | 0.0001 | 0.0001 | 0 | 0.9928 | 0 | 0 | 1 | 0 | 0 | 0 | 0 | 0 | 0
1172 |  | 0 | 0 | 0 | 0 | 0 | 0 |  | 0 | 0 | 0 | 0 | 0 | 0 | 0.99102 | 0 | 0.99081 | 0 | 0.99591 | 0.99669 | 0.99725 | 0.99758 | 0.99778 | 0.99791 | 0.0001 | 0.0001 | 0.0001 | 0.0001 | 0.0001 | 0 | 0.9927 | 0 | 0 | 1 | 0 | 0 | 0 | 0 | 0 | 0
1173 |  | 0 | 0 | 0 | 0 | 0 | 0 |  | 0 | 0 | 0 | 0 | 0 | 0 | 0.9909 | 0 | 0.99069 | 0 | 0.99586 | 0.99665 | 0.99721 | 0.99755 | 0.99775 | 0.99788 | 0.0001 | 0.0001 | 0.0001 | 0.0001 | 0.0001 | 0 | 0.99261 | 0 | 0 | 1 | 0 | 0 | 0 | 0 | 0 | 0
1174 |  | 0 | 0 | 0 | 0 | 0 | 0 |  | 0 | 0 | 0 | 0 | 0 | 0 | 0.99078 | 0 | 0.99057 | 0 | 0.9958 | 0.99661 | 0.99717 | 0.99752 | 0.99773 | 0.99785 | 0.0001 | 0.0001 | 0.0001 | 0.0001 | 0.0001 | 0 | 0.99251 | 0 | 0 | 1 | 0 | 0 | 0 | 0 | 0 | 0
1175 |  | 0 | 0 | 0 | 0 | 0 | 0 |  | 0 | 0 | 0 | 0 | 0 | 0 | 0.99067 | 0 | 0.99045 | 0 | 0.99575 | 0.99656 | 0.99714 | 0.99749 | 0.9977 | 0.99782 | 0.0001 | 0.0001 | 0.0001 | 0.0001 | 0.0001 | 0 | 0.99242 | 0 | 0 | 1 | 0 | 0 | 0 | 0 | 0 | 0
1176 |  | 0 | 0 | 0 | 0 | 0 | 0 |  | 0 | 0 | 0 | 0 | 0 | 0 | 0.99055 | 0 | 0.99034 | 0 | 0.9957 | 0.99652 | 0.9971 | 0.99746 | 0.99767 | 0.9978 | 0.0001 | 0.0001 | 0.0001 | 0.0001 | 0.0001 | 0 | 0.99232 | 0 | 0 | 1 | 0 | 0 | 0 | 0 | 0 | 0
1177 |  | 0 | 0 | 0 | 0 | 0 | 0 |  | 0 | 0 | 0 | 0 | 0 | 0 | 0.99044 | 0 | 0.99022 | 0 | 0.99564 | 0.99648 | 0.99707 | 0.99743 | 0.99764 | 0.99777 | 0.0001 | 0.0001 | 0.0001 | 0.0001 | 0.0001 | 0 | 0.99223 | 0 | 0 | 1 | 0 | 0 | 0 | 0 | 0 | 0
1178 |  | 0 | 0 | 0 | 0 | 0 | 0 |  | 0 | 0 | 0 | 0 | 0 | 0 | 0.99032 | 0 | 0.9901 | 0 | 0.99559 | 0.99643 | 0.99703 | 0.9974 | 0.99761 | 0.99774 | 0.0001 | 0.0001 | 0.0001 | 0.0001 | 0.0001 | 0 | 0.99213 | 0 | 0 | 1 | 0 | 0 | 0 | 0 | 0 | 0
1179 |  | 0 | 0 | 0 | 0 | 0 | 0 |  | 0 | 0 | 0 | 0 | 0 | 0 | 0.9902 | 0 | 0.98998 | 0 | 0.99554 | 0.99639 | 0.99699 | 0.99736 | 0.99758 | 0.99772 | 0.0001 | 0.0001 | 0.0001 | 0.0001 | 0.0001 | 0 | 0.99204 | 0 | 0 | 1 | 0 | 0 | 0 | 0 | 0 | 0
1180 |  | 0 | 0 | 0 | 0 | 0 | 0 |  | 0 | 0 | 0 | 0 | 0 | 0 | 0.99009 | 0 | 0.98986 | 0 | 0.99548 | 0.99635 | 0.99696 | 0.99733 | 0.99755 | 0.99769 | 0.0001 | 0.0001 | 0.0001 | 0.0001 | 0.0001 | 0 | 0.99195 | 0 | 0 | 1 | 0 | 0 | 0 | 0 | 0 | 0
1181 |  | 0 | 0 | 0 | 0 | 0 | 0 |  | 0 | 0 | 0 | 0 | 0 | 0 | 0.99009 | 0 | 0.98986 | 0 | 0.99548 | 0.99635 | 0.99696 | 0.99733 | 0.99755 | 0.99769 | 0.0001 | 0.0001 | 0.0001 | 0.0001 | 0.0001 | 0 | 0.99195 | 0 | 0 | 1 | 0 | 0 | 0 | 0 | 0 | 0
1182 |  | 0 | 0 | 0 | 0 | 0 | 0 |  | 0 | 0 | 0 | 0 | 0 | 0 | 0.99009 | 0 | 0.98986 | 0 | 0.99548 | 0.99635 | 0.99696 | 0.99733 | 0.99755 | 0.99769 | 0.0001 | 0.0001 | 0.0001 | 0.0001 | 0.0001 | 0 | 0.99195 | 0 | 0 | 1 | 0 | 0 | 0 | 0 | 0 | 0
1183 |  | 0 | 0 | 0 | 0 | 0 | 0 |  | 0 | 0 | 0 | 0 | 0 | 0 | 0.99009 | 0 | 0.98986 | 0 | 0.99548 | 0.99635 | 0.99696 | 0.99733 | 0.99755 | 0.99769 | 0.0001 | 0.0001 | 0.0001 | 0.0001 | 0.0001 | 0 | 0.99195 | 0 | 0 | 1 | 0 | 0 | 0 | 0 | 0 | 0
1184 |  | 0 | 0 | 0 | 0 | 0 | 0 |  | 0 | 0 | 0 | 0 | 0 | 0 | 0.99009 | 0 | 0.98986 | 0 | 0.99548 | 0.99635 | 0.99696 | 0.99733 | 0.99755 | 0.99769 | 0.0001 | 0.0001 | 0.0001 | 0.0001 | 0.0001 | 0 | 0.99195 | 0 | 0 | 1 | 0 | 0 | 0 | 0 | 0 | 0
1185 |  | 0 | 0 | 0 | 0 | 0 | 0 |  | 0 | 0 | 0 | 0 | 0 | 0 | 0.99009 | 0 | 0.98986 | 0 | 0.99548 | 0.99635 | 0.99696 | 0.99733 | 0.99755 | 0.99769 | 0.0001 | 0.0001 | 0.0001 | 0.0001 | 0.0001 | 0 | 0.99195 | 0 | 0 | 1 | 0 | 0 | 0 | 0 | 0 | 0
1186 |  | 0 | 0 | 0 | 0 | 0 | 0 |  | 0 | 0 | 0 | 0 | 0 | 0 | 0.99009 | 0 | 0.98986 | 0 | 0.99548 | 0.99635 | 0.99696 | 0.99733 | 0.99755 | 0.99769 | 0.0001 | 0.0001 | 0.0001 | 0.0001 | 0.0001 | 0 | 0.99195 | 0 | 0 | 1 | 0 | 0 | 0 | 0 | 0 | 0
1187 |  | 0 | 0 | 0 | 0 | 0 | 0 |  | 0 | 0 | 0 | 0 | 0 | 0 | 0.99009 | 0 | 0.98986 | 0 | 0.99548 | 0.99635 | 0.99696 | 0.99733 | 0.99755 | 0.99769 | 0.0001 | 0.0001 | 0.0001 | 0.0001 | 0.0001 | 0 | 0.99195 | 0 | 0 | 1 | 0 | 0 | 0 | 0 | 0 | 0
1188 |  | 0 | 0 | 0 | 0 | 0 | 0 |  | 0 | 0 | 0 | 0 | 0 | 0 | 0.99009 | 0 | 0.98986 | 0 | 0.99548 | 0.99635 | 0.99696 | 0.99733 | 0.99755 | 0.99769 | 0.0001 | 0.0001 | 0.0001 | 0.0001 | 0.0001 | 0 | 0.99195 | 0 | 0 | 1 | 0 | 0 | 0 | 0 | 0 | 0
1189 |  | 0 | 0 | 0 | 0 | 0 | 0 |  | 0 | 0 | 0 | 0 | 0 | 0 | 0.99009 | 0 | 0.98986 | 0 | 0.99548 | 0.99635 | 0.99696 | 0.99733 | 0.99755 | 0.99769 | 0.0001 | 0.0001 | 0.0001 | 0.0001 | 0.0001 | 0 | 0.99195 | 0 | 0 | 1 | 0 | 0 | 0 | 0 | 0 | 0
1190 |  | 0 | 0 | 0 | 0 | 0 | 0 |  | 0 | 0 | 0 | 0 | 0 | 0 | 0.99009 | 0 | 0.98986 | 0 | 0.99548 | 0.99635 | 0.99696 | 0.99733 | 0.99755 | 0.99769 | 0.0001 | 0.0001 | 0.0001 | 0.0001 | 0.0001 | 0 | 0.99195 | 0 | 0 | 1 | 0 | 0 | 0 | 0 | 0 | 0
1191 |  | 0 | 0 | 0 | 0 | 0 | 0 |  | 0 | 0 | 0 | 0 | 0 | 0 | 0.98997 | 0 | 0.98974 | 0 | 0.99543 | 0.99631 | 0.99692 | 0.9973 | 0.99752 | 0.99766 | 0.0001 | 0.0001 | 0.0001 | 0.0001 | 0.0001 | 0 | 0.99185 | 0 | 0 | 1 | 0 | 0 | 0 | 0 | 0 | 0
1192 |  | 0 | 0 | 0 | 0 | 0 | 0 |  | 0 | 0 | 0 | 0 | 0 | 0 | 0.98986 | 0 | 0.98962 | 0 | 0.99538 | 0.99626 | 0.99689 | 0.99727 | 0.9975 | 0.99763 | 0.0001 | 0.0001 | 0.0001 | 0.0001 | 0.0001 | 0 | 0.99176 | 0 | 0 | 1 | 0 | 0 | 0 | 0 | 0 | 0
1193 |  | 0 | 0 | 0 | 0 | 0 | 0 |  | 0 | 0 | 0 | 0 | 0 | 0 | 0.98974 | 0 | 0.9895 | 0 | 0.99533 | 0.99622 | 0.99685 | 0.99724 | 0.99747 | 0.99761 | 0.0001 | 0.0001 | 0.0001 | 0.0001 | 0.0001 | 0 | 0.99166 | 0 | 0 | 1 | 0 | 0 | 0 | 0 | 0 | 0
1194 |  | 0 | 0 | 0 | 0 | 0 | 0 |  | 0 | 0 | 0 | 0 | 0 | 0 | 0.98962 | 0 | 0.98939 | 0 | 0.99527 | 0.99618 | 0.99682 | 0.99721 | 0.99744 | 0.99758 | 0.0001 | 0.0001 | 0.0001 | 0.0001 | 0.0001 | 0 | 0.99157 | 0 | 0 | 1 | 0 | 0 | 0 | 0 | 0 | 0
1195 |  | 0 | 0 | 0 | 0 | 0 | 0 |  | 0 | 0 | 0 | 0 | 0 | 0 | 0.98951 | 0 | 0.98927 | 0 | 0.99522 | 0.99613 | 0.99678 | 0.99718 | 0.99741 | 0.99755 | 0.0001 | 0.0001 | 0.0001 | 0.0001 | 0.0001 | 0 | 0.99147 | 0 | 0 | 1 | 0 | 0 | 0 | 0 | 0 | 0
1196 |  | 0 | 0 | 0 | 0 | 0 | 0 |  | 0 | 0 | 0 | 0 | 0 | 0 | 0.98939 | 0 | 0.98915 | 0 | 0.99517 | 0.99609 | 0.99674 | 0.99714 | 0.99738 | 0.99753 | 0.0001 | 0.0001 | 0.0001 | 0.0001 | 0.0001 | 0 | 0.99138 | 0 | 0 | 1 | 0 | 0 | 0 | 0 | 0 | 0
1197 |  | 0 | 0 | 0 | 0 | 0 | 0 |  | 0 | 0 | 0 | 0 | 0 | 0 | 0.98927 | 0 | 0.98903 | 0 | 0.99511 | 0.99605 | 0.99671 | 0.99711 | 0.99735 | 0.9975 | 0.0001 | 0.0001 | 0.0001 | 0.0001 | 0.0001 | 0 | 0.99128 | 0 | 0 | 1 | 0 | 0 | 0 | 0 | 0 | 0
1198 |  | 0 | 0 | 0 | 0 | 0 | 0 |  | 0 | 0 | 0 | 0 | 0 | 0 | 0.98916 | 0 | 0.98891 | 0 | 0.99506 | 0.99601 | 0.99667 | 0.99708 | 0.99732 | 0.99747 | 0.0001 | 0.0001 | 0.0001 | 0.0001 | 0.0001 | 0 | 0.99119 | 0 | 0 | 1 | 0 | 0 | 0 | 0 | 0 | 0
1199 |  | 0 | 0 | 0 | 0 | 0 | 0 |  | 0 | 0 | 0 | 0 | 0 | 0 | 0.98904 | 0 | 0.98879 | 0 | 0.99501 | 0.99596 | 0.99664 | 0.99705 | 0.99729 | 0.99744 | 0.0001 | 0.0001 | 0.0001 | 0.0001 | 0.0001 | 0 | 0.9911 | 0 | 0 | 1 | 0 | 0 | 0 | 0 | 0 | 0
1200 |  | 0 | 0 | 0 | 0 | 0 | 0 |  | 0 | 0 | 0 | 0 | 0 | 0 | 0.98893 | 0 | 0.98867 | 0 | 0.99495 | 0.99592 | 0.9966 | 0.99702 | 0.99727 | 0.99742 | 0.0001 | 0.0001 | 0.0001 | 0.0001 | 0.0001 | 0 | 0.991 | 0 | 0 | 1 | 0 | 0 | 0 | 0 | 0 | 0
1201 |  | 0 | 0 | 0 | 0 | 0 | 0 |  | 0 | 0 | 0 | 0 | 0 | 0 | 0.98893 | 0 | 0.98867 | 0 | 0.99495 | 0.99592 | 0.9966 | 0.99702 | 0.99727 | 0.99742 | 0 | 0 | 0 | 0 | 0 | 0 | 0.991 | 0 | 0 | 1 | 0 | 0 | 0 | 0 | 0 | 0
1202 |  | 0 | 0 | 0 | 0 | 0 | 0 |  | 0 | 0 | 0 | 0 | 0 | 0 | 0.98893 | 0 | 0.98867 | 0 | 0.99495 | 0.99592 | 0.9966 | 0.99702 | 0.99727 | 0.99742 | 0 | 0 | 0 | 0 | 0 | 0 | 0.991 | 0 | 0 | 1 | 0 | 0 | 0 | 0 | 0 | 0
1203 |  | 0 | 0 | 0 | 0 | 0 | 0 |  | 0 | 0 | 0 | 0 | 0 | 0 | 0.98893 | 0 | 0.98867 | 0 | 0.99495 | 0.99592 | 0.9966 | 0.99702 | 0.99727 | 0.99742 | 0 | 0 | 0 | 0 | 0 | 0 | 0.991 | 0 | 0 | 1 | 0 | 0 | 0 | 0 | 0 | 0
1204 |  | 0 | 0 | 0 | 0 | 0 | 0 |  | 0 | 0 | 0 | 0 | 0 | 0 | 0.98893 | 0 | 0.98867 | 0 | 0.99495 | 0.99592 | 0.9966 | 0.99702 | 0.99727 | 0.99742 | 0 | 0 | 0 | 0 | 0 | 0 | 0.991 | 0 | 0 | 1 | 0 | 0 | 0 | 0 | 0 | 0
1205 |  | 0 | 0 | 0 | 0 | 0 | 0 |  | 0 | 0 | 0 | 0 | 0 | 0 | 0.98893 | 0 | 0.98867 | 0 | 0.99495 | 0.99592 | 0.9966 | 0.99702 | 0.99727 | 0.99742 | 0 | 0 | 0 | 0 | 0 | 0 | 0.991 | 0 | 0 | 1 | 0 | 0 | 0 | 0 | 0 | 0
1206 |  | 0 | 0 | 0 | 0 | 0 | 0 |  | 0 | 0 | 0 | 0 | 0 | 0 | 0.98869 | 0 | 0.98844 | 0 | 0.99485 | 0.99583 | 0.99653 | 0.99696 | 0.99721 | 0.99736 | 0 | 0 | 0 | 0 | 0 | 0 | 0.99081 | 0 | 0 | 1 | 0 | 0 | 0 | 0 | 0 | 0
1207 |  | 0 | 0 | 0 | 0 | 0 | 0 |  | 0 | 0 | 0 | 0 | 0 | 0 | 0.98846 | 0 | 0.9882 | 0 | 0.99474 | 0.99575 | 0.99646 | 0.99689 | 0.99715 | 0.99731 | 0 | 0 | 0 | 0 | 0 | 0 | 0.99062 | 0 | 0 | 1 | 0 | 0 | 0 | 0 | 0 | 0
1208 |  | 0 | 0 | 0 | 0 | 0 | 0 |  | 0 | 0 | 0 | 0 | 0 | 0 | 0.98823 | 0 | 0.98796 | 0 | 0.99464 | 0.99566 | 0.99639 | 0.99683 | 0.99709 | 0.99725 | 0 | 0 | 0 | 0 | 0 | 0 | 0.99044 | 0 | 0 | 1 | 0 | 0 | 0 | 0 | 0 | 0
1209 |  | 0 | 0 | 0 | 0 | 0 | 0 |  | 0 | 0 | 0 | 0 | 0 | 0 | 0.988 | 0 | 0.98772 | 0 | 0.99453 | 0.99558 | 0.99632 | 0.99677 | 0.99703 | 0.9972 | 0 | 0 | 0 | 0 | 0 | 0 | 0.99025 | 0 | 0 | 1 | 0 | 0 | 0 | 0 | 0 | 0
1210 |  | 0 | 0 | 0 | 0 | 0 | 0 |  | 0 | 0 | 0 | 0 | 0 | 0 | 0.98777 | 0 | 0.98749 | 0 | 0.99442 | 0.99549 | 0.99624 | 0.9967 | 0.99698 | 0.99715 | 0 | 0 | 0 | 0 | 0 | 0 | 0.99006 | 0 | 0 | 1 | 0 | 0 | 0 | 0 | 0 | 0
1211 |  | 0 | 0 | 0 | 0 | 0 | 0 |  | 0 | 0 | 0 | 0 | 0 | 0 | 0.98765 | 0 | 0.98737 | 0 | 0.99437 | 0.99545 | 0.99621 | 0.99667 | 0.99695 | 0.99712 | 0 | 0 | 0 | 0 | 0 | 0 | 0.98996 | 0 | 0 | 1 | 0 | 0 | 0 | 0 | 0 | 0
1212 |  | 0 | 0 | 0 | 0 | 0 | 0 |  | 0 | 0 | 0 | 0 | 0 | 0 | 0.98754 | 0 | 0.98725 | 0 | 0.99432 | 0.9954 | 0.99617 | 0.99664 | 0.99692 | 0.99709 | 0 | 0 | 0 | 0 | 0 | 0 | 0.98987 | 0 | 0 | 1 | 0 | 0 | 0 | 0 | 0 | 0
1213 |  | 0 | 0 | 0 | 0 | 0 | 0 |  | 0 | 0 | 0 | 0 | 0 | 0 | 0.98742 | 0 | 0.98713 | 0 | 0.99426 | 0.99536 | 0.99614 | 0.99661 | 0.99689 | 0.99706 | 0 | 0 | 0 | 0 | 0 | 0 | 0.98978 | 0 | 0 | 1 | 0 | 0 | 0 | 0 | 0 | 0
1214 |  | 0 | 0 | 0 | 0 | 0 | 0 |  | 0 | 0 | 0 | 0 | 0 | 0 | 0.9873 | 0 | 0.98701 | 0 | 0.99421 | 0.99532 | 0.9961 | 0.99658 | 0.99686 | 0.99704 | 0 | 0 | 0 | 0 | 0 | 0 | 0.98968 | 0 | 0 | 1 | 0 | 0 | 0 | 0 | 0 | 0
1215 |  | 0 | 0 | 0 | 0 | 0 | 0 |  | 0 | 0 | 0 | 0 | 0 | 0 | 0.98719 | 0 | 0.98689 | 0 | 0.99416 | 0.99528 | 0.99607 | 0.99655 | 0.99683 | 0.99701 | 0 | 0 | 0 | 0 | 0 | 0 | 0.98959 | 0 | 0 | 1 | 0 | 0 | 0 | 0 | 0 | 0
1216 |  | 0 | 0 | 0 | 0 | 0 | 0 |  | 0 | 0 | 0 | 0 | 0 | 0 | 0.98696 | 0 | 0.98666 | 0 | 0.99405 | 0.99519 | 0.99599 | 0.99649 | 0.99678 | 0.99695 | 0 | 0 | 0 | 0 | 0 | 0 | 0.9894 | 0 | 0 | 1 | 0 | 0 | 0 | 0 | 0 | 0
1217 |  | 0 | 0 | 0 | 0 | 0 | 0 |  | 0 | 0 | 0 | 0 | 0 | 0 | 0.98672 | 0 | 0.98642 | 0 | 0.99395 | 0.9951 | 0.99592 | 0.99642 | 0.99672 | 0.9969 | 0 | 0 | 0 | 0 | 0 | 0 | 0.98921 | 0 | 0 | 1 | 0 | 0 | 0 | 0 | 0 | 0
1218 |  | 0 | 0 | 0 | 0 | 0 | 0 |  | 0 | 0 | 0 | 0 | 0 | 0 | 0.98649 | 0 | 0.98618 | 0 | 0.99384 | 0.99502 | 0.99585 | 0.99636 | 0.99666 | 0.99685 | 0 | 0 | 0 | 0 | 0 | 0 | 0.98902 | 0 | 0 | 1 | 0 | 0 | 0 | 0 | 0 | 0
1219 |  | 0 | 0 | 0 | 0 | 0 | 0 |  | 0 | 0 | 0 | 0 | 0 | 0 | 0.98626 | 0 | 0.98595 | 0 | 0.99373 | 0.99493 | 0.99578 | 0.9963 | 0.9966 | 0.99679 | 0 | 0 | 0 | 0 | 0 | 0 | 0.98883 | 0 | 0 | 1 | 0 | 0 | 0 | 0 | 0 | 0
1220 |  | 0 | 0 | 0 | 0 | 0 | 0 |  | 0 | 0 | 0 | 0 | 0 | 0 | 0.98603 | 0 | 0.98571 | 0 | 0.99363 | 0.99485 | 0.99571 | 0.99623 | 0.99655 | 0.99674 | 0 | 0 | 0 | 0 | 0 | 0 | 0.98864 | 0 | 0 | 1 | 0 | 0 | 0 | 0 | 0 | 0
1221 |  | 0 | 0 | 0 | 0 | 0 | 0 |  | 0 | 0 | 0 | 0 | 0 | 0 | 0.98534 | 0 | 0.985 | 0 | 0.99331 | 0.99459 | 0.99549 | 0.99605 | 0.99637 | 0.99657 | 0 | 0 | 0 | 0 | 0 | 0 | 0.98808 | 0 | 0 | 1 | 0 | 0 | 0 | 0 | 0 | 0
1222 |  | 0 | 0 | 0 | 0 | 0 | 0 |  | 0 | 0 | 0 | 0 | 0 | 0 | 0.98464 | 0 | 0.98429 | 0 | 0.99299 | 0.99433 | 0.99528 | 0.99586 | 0.9962 | 0.99641 | 0 | 0 | 0 | 0 | 0 | 0 | 0.98751 | 0 | 0 | 1 | 0 | 0 | 0 | 0 | 0 | 0
1223 |  | 0 | 0 | 0 | 0 | 0 | 0 |  | 0 | 0 | 0 | 0 | 0 | 0 | 0.98395 | 0 | 0.98358 | 0 | 0.99268 | 0.99408 | 0.99506 | 0.99567 | 0.99603 | 0.99625 | 0 | 0 | 0 | 0 | 0 | 0 | 0.98695 | 0 | 0 | 1 | 0 | 0 | 0 | 0 | 0 | 0
1224 |  | 0 | 0 | 0 | 0 | 0 | 0 |  | 0 | 0 | 0 | 0 | 0 | 0 | 0.98326 | 0 | 0.98287 | 0 | 0.99236 | 0.99382 | 0.99485 | 0.99548 | 0.99586 | 0.99609 | 0 | 0 | 0 | 0 | 0 | 0 | 0.98639 | 0 | 0 | 1 | 0 | 0 | 0 | 0 | 0 | 0
1225 |  | 0 | 0 | 0 | 0 | 0 | 0 |  | 0 | 0 | 0 | 0 | 0 | 0 | 0.98256 | 0 | 0.98216 | 0 | 0.99204 | 0.99356 | 0.99464 | 0.99529 | 0.99568 | 0.99592 | 0 | 0 | 0 | 0 | 0 | 0 | 0.98582 | 0 | 0 | 1 | 0 | 0 | 0 | 0 | 0 | 0